## Input
Step 1 - Input Box - Assumptions | Step 1 - Input Box - Assumptions | Step 1 - Input Box - Assumptions | Step 1 - Input Box - Assumptions | Step 1 - Input Box - Assumptions | Results - Array Sizing Parameters | Step 1 - Input Box - Assumptions | Step 1 - Input Box - Assumptions | Step 1 - Input Box - Assumptions | Step 1 - Input Box - Assumptions
Language |  |  |  |  | Configuration Range (Exceptions) | 12-28 (19-23)
[5 empty] | Min Series Modules/String | 12
Module |  |  |  |  | Max Series Modules/String | 18
[5 empty] | Max Parallel Strings per MPPT | 1
Inverter |  |  |  |  | Max Modules/MPPT | 18
[5 empty] | Max Modules/Inverter | 28
Mounting Method |  |  |  |  | Target Inverter Loading STC (W) | 3647.4164
1
Temp Scale |  |  |  |  | Results - Inverter Specifications |  | Results - PV Module Data
[5 empty] | Model # | PVI-3000 |  | Model # | KyoceraKC130GT
[5 empty] | Nominal Output Power | 3000 |  | STC Power (W) | 130
Min Ambient Temp Modules | -20 | F |  |  | Output Power @ 40 deg C | 2520 |  | California CEC Rating (W) | 115.2
[5 empty] | Max Voc Voltage | 600 |  | Voc | 21.9
Max Ambient Temp Modules | 100 | F |  |  | Max MPPT Voltage | 530 |  | Vmp | 17.6
[5 empty] | Min MPPT Voltage | 90 |  | Isc | 8.02
Use California (CEC) Ratings |  |  |  |  | Turn On Voltage | 200 |  | Imp | 7.39
[5 empty] | Nominal MPPT Current (A/Channel) | 10 |  | TcoIsc (mA/C) | 3.18
Est. Module Derating Coeff. | 0.875 |  |  |  | # of MPPT Channels | 2 |  | TcoVoc (V/C) | -0.0821
[5 empty] | Nominal MPPT Power (W/Channel) | 2000 |  | TcoVmp (V/C) | -0.06598
[5 empty] | Inverter Efficiency | 0.94
Step 2 - Input Box - System Configuration | Step 1 - Input Box - Assumptions | Step 1 - Input Box - Assumptions | Step 1 - Input Box - Assumptions | Step 1 - Input Box - Assumptions | Results - System Configuration | Step 1 - Input Box - Assumptions | Step 1 - Input Box - Assumptions | Step 1 - Input Box - Assumptions | Step 1 - Input Box - Assumptions
[5 empty] | Total DC Input Power (STC W) | 4160 | > Target Inverter Loading STC (W)
MPPT Operation |  |  |  |  | Max Estimated Inverter Output | 3000 | Inverter Power Limit
[5 empty] | Total Number of Modules | 32 | > Max Modules/Inverter
MPPT1: Modules in Series | 16 | [6 empty] | 0
[5 empty] | Total Modules MPPT1 | 16 | ok
Parallel Strings | 1 |  |  |  | Total Solar Input STC (W) | 2080 | ok
MPPT2: Modules in Series | 16
[5 empty] | Total Modules MPPT2 | 16 | ok
Parallel Strings | 1 |  |  |  | Total Solar Input STC (W) | 2080 | ok
Results - Voltage and Current Parameter Check | Step 1 - Input Box - Assumptions | Step 1 - Input Box - Assumptions | Step 1 - Input Box - Assumptions | Step 1 - Input Box - Assumptions
|  |  | MPPT1 |  | MPPT2
|  | VocMax < 600 V @ -20 F | 421.1884 | ok | 421.1884 | ok
|  | VocMax <NEC Table @ -20 F (US Only) | 438 | ok | 438 | ok
|  | Vocmin > Turn On Voltage @ 100 F | 287.6391 | ok | 287.6391 | ok
|  | Vmp Typ @ 25 C Ambient | 244.6513 | ok | 244.6513 | ok
|  | VmpMax @ -20 F | 338.4893 | ok | 338.4893 | ok
|  | VmpMin >90 V @ 100 F | 231.162 | ok | 231.162 | ok
|  | MPPT Max Current | 7.5419 | ok | 7.5419 | ok
|  | MPPT Power STC (W) | 2080 | ok | 2080 | ok
Inverter Specifications Table
| Nom Rating | CEC Eff | Peak Eff | 25 C Rating | CEC Rating | MPPT Power | Parallel MPPT Max Power | MPPT Amps | Startup Voltage | MPPT Min | Max MPPT Voltage | # of MPPT Channels
PVI-2000 (Europe Only) | 2000 | 0.95 | 0.95 | 1 | 2000 | 2200 | 2000 | 10 | 200 | 90 | 530 | 1
PVI-2000-OUTD (Europe Only) | 2000 | 0.95 | 0.95 | 1 | 2000 | 2200 | 2000 | 10 | 200 | 90 | 530 | 1
PVI-3000 | 3000 | 0.92 | 0.94 | 1 | 2520 | 2000 | 3750 | 10 | 200 | 90 | 530 | 2
PVI-3000 (208 Vac) | 2700 | 0.905 | 0.92 | 1 | 2500 | 2000 | 3750 | 10 | 200 | 90 | 530 | 2
PVI-3000-F (Fan - 208 Vac) | 2700 | 0.905 | 0.93 | 1 | 2700 | 2000 | 3750 | 10 | 200 | 90 | 530 | 2
PVI-3000-F (Fan) | 3000 | 0.91 | 0.94 | 1 | 3000 | 2000 | 3750 | 10 | 200 | 90 | 530 | 2
PVI-3600 | 3600 | 0.945 | 0.95 | 1 | 3600 | 2000 | 3750 | 10 | 200 | 90 | 530 | 2
PVI-3600-OUTD | 3600 | 0.95 | 0.96 | 1 | 3600 | 2000 | 3750 | 10 | 200 | 90 | 530 | 2
PVI-3600-OUTD (208 Vac) | 3300 | 0.945 | 0.955 | 1 | 3300 | 2000 | 3750 | 10 | 200 | 90 | 530 | 2
PVI-3600-US (208 Vac) | 3300 | 0.94 | 0.955 | 1 | 3300 | 2000 | 3750 | 10 | 200 | 90 | 530 | 2
PVI-4600-D | 4600 | 0.96 | 0.96 | 1 | 4600 | 4000 | 5200 | 18 | 200 | 90 | 530 | 2
PVI-6000 (Europe Only) | 6000 | 0.945 | 0.955 | 1 | 6000 | 4000 | 7000 | 18 | 200 | 90 | 530 | 2
Assumptions Box
Nominal Module Temp |  |  | C | 25
Language
Deutsch
English
Espanol
Italiano
Temp Scales
Celsius
Fahrenheit
MPPT Operation
Independent
Parallel
Mounting Method | Temperature Delta
Pole/Tracker | 25
Tilt angle/ground mount | 30
Flush on Roof | 35
NEC Temperature Compensation Correction Factors
NEC Table 690.7 OC Voltage Correction
|  |  | Deg C | Corr. Fac
|  |  | -40 | 1.25
|  |  | -20 | 1.17
|  |  | -10 | 1.13
|  |  | 0 | 1.1
|  |  | 10 | 1.06
|  |  | 26 | 1
Intermediate Calculations Box
Inverter Model Selected |  |  | PVI-3000
MPPT Power Rating (Input sheet only) |  | W | 2000
MPPT Rating (Input sheet only) |  | Amps | 10
MPPT Power Rating (Quick Reference Table Only) |  | W | 2000
MPPT Current Rating (Quick Reference Table Only) |  | Amps | 10
Inverter Rating |  | W | 3000
Max MPPT Voltage |  | V | 530
Startup Voltage |  | V | 200
Inverter Min MPPT |  | V | 90
Max Operating Voltage |  | V | 579
CEC or Peak Inverter Efficiency |  |  | 0.94
Module Mounting Method |  |  | Flush on Roof
Panel vs Ambient Delta |  | C | 35
Solar Module Selected |  |  | KyoceraKC130GT
Use CEC Ratings |  |  | FALSE
CEC or STC Module Power |  |  | 130
Estimated Module Derating Factor |  |  | 0.875
Temperature Scale |  |  | Fahrenheit
Min Ambient Temperature (spinbutton offset) |  |  | 30
Max Inverter Ambient Temperature (spinbutton offset) |  |  | 125
Module Derating Coefficient (spinbutton value) |  |  | 35
Language |  |  | English
Parallel Operation Language |  |  | Independent
Parallel Operation |  |  | Independent
MPPT1 Format Alarm |  |  | 8
MPPT2 Format Alarm |  |  | 8
Min Panels in Series Format Alarm |  |  | 16
Max Panels in Series Format Alarm |  |  | 16
Parallel MPPT Format Alarm |  |  | 1
Target MPPT Loading (STC) |  |  | 2285.7143
Min Amb Temp C |  | C | -28.8889
Max Amb Temp C |  | C | 37.7778
Estimated TcoVmp |  | V/C | -0.06598
Min Cell Operating Temperature |  | C | -28.8889
Max Cell Operating Temperature |  | C | 72.7778
Module Vocmax |  | V | 26.3243
Module Vocmin |  | V | 17.9774
Est. Module Vmp @ 25 C Ambient |  | V | 15.2907
Est. Module Vmpmax |  | V | 21.1556
Est. Module Vmpmin |  | V | 14.4476
Module MaxImp |  | Amps | 7.5419
NEC OC Vdc Correction Factor |  |  | 1.25
Vmpmax < max MPPT Voltage |  | # of Mod | 25
Vocmax < 600 Vdc |  | # of Mod | 22
Vocmax < NEC Table |  | # of Mod | 21
Max Qty Modules per MPPT (power limit) |  | # of Mod | 18
Vmpmax < Max operating voltage |  | # of Mod | 27
Vocmin > Turn On Voltage (Hot) |  | # of Mod | 12
MPPTmaxI < Max MPPT Current |  | # of Mod | 1
MPPTParallelMax!<Max Parrallel MPPT Current |  | # of Mod | 1
MPPT Wattage Label |  |  | Total Solar Input STC (W)
Translation Table
English | Espanol |  |  | Deutsch |  | Italiano
# of MPPT Channels |  |  |  | Anzahl MPPT Eingänge |  | Numero di canali MPPT
Ambient |  |  |  | Umgebung |  | Ambiente
California CEC Rating (W) |  |  |  | California CEC Leistung (W) |  | California CEC Potenza (W)
Configuration Range (Exceptions) |  |  |  | Mögliche Modulanzahl (ausgenommen) |  | Range Pannelli (Eccezioni)
Est. Module Derating Coeff. |  |  |  | Geschätzter Modul-Leistungsvermind.-Koeff. |  | Est. Module Derating Coeff.
Flush on Roof |  |  |  | Schrägdachmontage |  | Montaggio a tetto
Imp |  |  |  | Impp |  | Imp
Independent | Independent |  |  | Unabhängig |  | Indipendenti
Inverter |  |  |  | Wechselrichter |  | Inverter
Inverter Configuration Summary |  |  |  | Zusammenfassung Wechselrichterauslegung |  | Sommario Configurazione Inverter | Est. Module Derating Coeff.
Inverter Efficiency |  |  |  | Wechselrichter Wirkungsgrad |  | Rendemiento
CEC Efficiency |  |  |  | Wirkungsgrad CEC |  | Rendemiento CEC
Inverter Max Ambient Temp |  |  |  | Max. Umgebungstemperatur Wechselrichter |  | Max.Temp. Ambiente Inverter
Inverter Power Limit |  |  |  | Wechselrichter Leistung Limit |  | Limite potenza inverter raggiunto
Isc |  |  |  | Isc |  | Isc
Language |  |  |  | Sprache |  | Lingua
Max Ambient Temp Modules |  |  |  | Max. Umgebung Modultemperatur |  | Max.Temp. Ambiente Pannelli
Max Estimated Inverter Output (CEC W) |  |  |  | Geschätzte max. Wechselrichterleistung (CEC W) |  | Stima potenza uscita inverter (CEC W)
Max Estimated Inverter Output |  |  |  | Geschätzte max. Wechselrichterleistung |  | Stima potenza uscita inverter
Max Modules/Inverter |  |  |  | Max. Module/Wechselrichter |  | Num.Max.Pannelli/Inverter
Max Modules/MPPT |  |  |  | Max. Module/MPPT |  | Num.Max.Pannelli/MPPT
Max MPPT Voltage |  |  |  | Max. MPPT Spannung |  | Max.Tensione MPPT
Max Parallel Strings (Parallel MPPT) |  |  |  | Max. parallel verschaltete Strings (Parallel MPPT) |  | Num.Max.Stringhe in Parall. (MPPT in Parall.)
Max Parallel Strings per MPPT |  |  |  | Max. parallel verschaltete Strings pro MPPT |  | Num.Max.Stringhe in Parall./MPPT
Max Series Modules/String |  |  |  | Max Module in Serie/String |  | Num.Max.Pannelli in Serie/Stringa
Max Voc Voltage |  |  |  | Max Voc Spannung |  | Max. Tensione Voc
Min Ambient Temp Modules |  |  |  | Min. Umgebung Modultemperatur |  | Min.Temp.Ambiente Pannelli
Min MPPT Voltage |  |  |  | Min. MPPT Spannung |  | Min.Tensione MPPT
Min Series Modules/String |  |  |  | Min. Module in Serie/String |  | Num.Min.Pannelli in Serie/Stringa
Model # |  |  |  | Modell |  | Modello
Model Has 1 MPPT Only |  |  |  | Modell Hat Nur Ein MPPT |  | Modello con un solo MPPT
Module |  |  |  | Modul |  | Pannelli
Modules in Series |  |  |  | Module in Serie |  | Pannelli in Serie
Mounting Method |  |  |  | Installationsart |  | Tipo Montaggio
MPPT Max Current |  |  |  | Max. MPPT Strom |  | Max.Corrente MPPT
MPPT Operation |  |  |  | MPPT Betrieb |  | Configuraz.Canali MPPT
MPPT Power CEC (W) |  |  |  | MPPT Leistung CEC (W) |  | Potenza MPPT CEC (W)
MPPT Power STC (W) |  |  |  | MPPT Leistung STC (W) |  | Potenza MPPT STC (W)
MPPT1: Modules in Series |  |  |  | MPPT1: Module in Serie |  | MPPT1: Moduli in Serie
MPPT2: Modules in Series |  |  |  | MPPT2: Module in Serie |  | MPPT2: Moduli in Serie
Nominal MPPT Current (A/Channel) |  |  |  | Nominal MPPT Strom (A/Eingang) |  | MPPT Correnti Nominali (A/MPPT)
Nominal MPPT Power (W/Channel) |  |  |  | Nominal MPPT Leistung (W/Eingang) |  | MPPT Potenza Nominali (W/MPPT)
Nominal Output Power |  |  |  | Nominale Ausgangsleistung |  | Potenza Inverter Nominali
Output Power @ 40 deg C |  |  |  | Leistung @ 40 C |  | Potenza @ 40 C
Parallel | paralelo |  |  | Parallel |  | Parallelo
Parallel Strings |  |  |  | Parallel verschaltete Strings |  | Stringhe in Parallelo
Pole/Tracker |  |  |  | Nachführanlage |  | Inseguitore solare
Results - Array Sizing Parameters |  |  |  | Daten PV-Generator |  | Risultati - Parametri Dimensionamento Campo PV
Results - Inverter Specifications |  |  |  | Ergebnis - Wechselrichter Dimensionierung |  | Risultati - Dati Inverter
Results - PV Module Data |  |  |  | Technische Daten PV-Module |  | Risultati - Dati Pannelli
Results - System Configuration |  |  |  | Ergebnis der Dimensionierung |  | Risultati - Configurazione Sistema
Results - Voltage and Current Parameter Check |  |  |  | Ergebnis - Kontrolle Spannungs- und Stromparameter |  | Risultati - Tensioni e Correnti
STC Power (W) |  |  |  | STC Leistung (W) |  | Potenza STC (W)
Step 1 - Input Box - Assumptions |  |  |  | Schritt 1 - Eingabefeld - Anlagenbedingungen |  | Passo 1 - Input Dati Generali
Step 2 - Input Box - System Configuration |  |  |  | Schritt 2 - Eingabefeld - Systemkonfiguration |  | Passo 2 - Input Dati Configurazione Sistema
Target Inverter Loading CEC (W) |  |  |  | Geforderte Modulleistung CEC (Wp) |  | Max.Sovraccarico Inverter Richiesto (CEC)
Target Inverter Loading STC (W) |  |  |  | Geforderte Modulleistung STC (Wp) |  | Max.Sovraccarico Inverter Richiesto (STC)
TcoIsc (mA/C) |  |  |  | TcoIsc (mA/C) |  | TcoIsc (mA/C)
TcoP |  |  |  | TcoP |  | TcoP
TcoVmp (V/C) |  |  |  | TcoVmp (V/C) |  | TcoVmp (V/C)
TcoVoc (V/C) |  |  |  | TcoVoc (V/C) |  | TcoVoc (V/C)
Temp Scale |  |  |  | Temperatureinheit |  | Scala Temperatura
Tilt angle/ground mount |  |  |  | Flachdachmontage/Winkel-Neigung |  | Montaggio su struttura
too high? |  |  |  | zu hoch? |  | too high?
Total DC Input Power (STC W) |  |  |  | Gesamtleistung DC Seite STC (W) |  | Potenza Totale Ingresso DC (STC)
Total DC Input Power (CEC W) |  |  |  | Gesamtleistung DC Seite (CEC W) |  | Potenza Totale Ingresso DC (CEC W)
Total Modules MPPT1 |  |  |  | Anzahl Module MPPT 1 |  | Totale Pannelli MPPT1
Total Modules MPPT2 |  |  |  | Anzahl Module MPPT 2 |  | Totale Pannelli MPPT2
Total Number of Modules |  |  |  | Anzahl Module |  | Numero Totale Pannelli
Total Solar Input CEC (W) |  |  |  | Gesamtleistung Wp Eingang CEC |  | Potenza Totale Campo PV CEC (W)
Total Solar Input STC (W) |  |  |  | Gesamtleistung Wp Eingang STC |  | Potenza Totale Campo PV STC (W)
Turn On Voltage |  |  |  | Anlaufspannung |  | Tensione Attivazione
Vmp |  |  |  | Vmpp |  | Vmp
VmpMin |  |  |  | VmpMin |  | VmpMin
Voc |  |  |  | Voc |  | Voc
VocMax |  |  |  | VocMax |  | VocMax
VocMin |  |  |  | VocMin |  | VocMin
Note on D110: marhen: Returns the result from the drop down selection box in Step 1.
Note on D111: marhen: Based on the inverter selected and whether the MPPT Operation is independent or parallel, this cell selects the correct MPPT rating from the Inverter Specifications Table
Note on D112: marhen: Based on the Inverter Model selected, this cells returns the Amp rating of the MPPT channel. If MPPT Operation is Parallel, it multiplies the rating by the #of channels for that inverter model
Note on D113: marhen: This cell returns the per channel power rating for the inverter and is used solely for generating the results on the Quick Reference Sheet.
Note on D114: marhen: This cell returns the per channel current rating for the inverter and is used solely for generating the results on the Quick Reference Sheet.
Note on D115: marhen: Based on the Inverter Model Selected - references the Inverter Specification Table
Note on D116: marhen: Based on the Inverter Model Selected - references the Inverter Specification Table
Note on D117: marhen: Based on the Inverter Model Selected - references the Inverter Specification Table
Note on D118: marhen: Based on the Inverter Model Selected - references the Inverter Specification Table
Note on D120: marhen: If CEC is checked, then this cell looks up the inverters CEC efficiency. If it is not checked, this cell looks up the inverters peak efficiency.
Note on D121: marhen: This cell is dependent on the Mounting Method drop down box
Note on D122: marhen: This cell returns the # of degrees Celsius that should be added to the nominal cell operating temperature based on the mounting method.
Note on D123: marhen: This cell is dependent on the module selection drop down box
Note on D124: marhen: this cell is dependent on the CEC check box
Note on D125: marhen: If CEC is checked, this cell looks up the modules CEC rating -- if it is not checked it returns the STC rating.
Note on D126: marhen: this cell is dependent on the Module Derating spin button. If CEC is checked, this value defaults to "1".
Note on D127: marhen: Dependent on the Temperature Scale drop down box.
Note on D128: marhen: This value is generated directly by the spin button and is used in the formula of the cell next to the spin button. Spin buttons do not accept negative values so this value in conjunction with the formula allows you to achieve negative values.
Note on D129: marhen: Same as Min Ambient but for Max.
Note on D130: marhen: As above but for Module derating coeffiient
Note on D131: marhen: Dependenton the Language Selection drop down.
Note on D132: marhen: Dependent on the language selection drop down box
Note on D133: marhen: This cell repopulates the MPPT Operation table based on what language is selected.
Note on D134: marhen: This cell counts the number of times "ok" occurs in the MPPT1 Parameter Check Box. If it occurs less than 8 times, the heading "MPPT1" turns Red.
Note on D135: marhen: As above but for MPPT2
Note on D136: marhen: This number is used in the conditional formatting on the Min Panels in Series format alarms.
Note on D137: marhen: As above but for Max panesl in Series.
Note on D138: marhen: As above but for # for parallel MPPTs
Note on D140: marhen: This cell always returns the min ambient tempeature in Celsius regardless of whether it was inputted as F or C
Note on D141: marhen: As above but with Max Ambient.
Note on D160: marhen: This cell toggles the label used in the results box to state CEC or STC depending on whether the Use CEC Ratings check box is slected.
Note on E74: marhen: This is a standard value based on STC conditions
Note on G58: marhen: This is a per channel rating
Terms and Conditions of Use: By using this design tool, you are agreeing that it is for estimating the string configurations that can be used with the Magnetek Aurora inverters only. Magnetek makes no claim as to its accuracy in predicting actual performance of your PV system or the inverter or its compliance with codes and standards in force at your project location. All configurations should be double checked by a qualified engineer for compliance with the inverter operating parameters, and electrical codes and regulations in effect at the installation site. By using this tool, the user indeminifies Magnetek Inc from any and all consequential damages arising from its use.
Aurora® Designer
System Configuration and Sizing Tool
www.alternative-energies.com

## Module
#REF!
Module Lookup Table
Module Model # | California (CEC) Rating | STC Power Rating | Voc | Vmp | Isc | Imp | TcoIsc | TcoVoc | TcoVmp | Estimated TcoVmp | Module Vocmax | Module Vocmin | Est. Module Vmpmax | Est. Module Vmpmin | Module MaxImp | Vmpmax < max MPPT Voltage | Vocmax < 600 Vdc | Vocmax < NEC Table | Max Qty Modules per MPPT (power limit) | Vmpmax < Max operating voltage | Vocmin > Turn On Voltage (Hot) | Vmpmin > Min MPPT Voltage | MPPTmaxI < Max MPPT Current | MPPTParallelMax!<Max Parrallel MPPT Current | Columns Below are Used to Figure out Exceptions in Inverter Confuguration Range
|  | W | V | V | A | A | mA/C | V/C | V/C | V/C | V | V | V | V | I | # of Modules | # of Modules | # of Modules | # of Modules | # of Modules | # of Modules | # of Modules | #of Modules | # of Modules | Min Modules in Series X 2 |  | Max Except1 | Max Except2 | Max Except 3 |  | Min Except | Max Modules/Inverter | Module | # of Modules Range (Exceptions) | Max Inverter Loading STC Watts | Min Series Modules/String | Max Series Modules/String | Max Modules/MPPT | Max Parallel Strings Per MPPT | Max Parallel Strings w/Parallel MPPT |  | Assumptions:
ALEO 180/6+ 170 Wp | NA | 170 | 30.6 | 24.5 | 7.6 | 7 | 2.28 | -0.1071 | -0.08575 | -0.08575 | 36.3715 | 25.483 | 29.121 | 20.4031 | 7.1089 | 18 | 16 | 15 | 13 | 19 | 8 | 5 | 1 | 2 | 16 | Except | 15 | 15 | 15 | - | 14 | 21 | ALEO 180/6+ 170 Wp | 8-21 (14-15) | 3570 | 8 | 13 | 13 | 1 | 2 | #REF!
ALEO 180/6+ 175 Wp | NA | 175 | 30.7 | 24.9 | 7.7 | 7.1 | 2.31 | -0.10745 | -0.08715 | -0.08715 | 36.4904 | 25.5663 | 29.5964 | 20.7362 | 7.2104 | 17 | 16 | 15 | 13 | 19 | 8 | 5 | 1 | 2 | 16 | Except | 15 | 15 | 15 | - | 14 | 21 | ALEO 180/6+ 175 Wp | 8-21 (14-15) | 3675 | 8 | 13 | 13 | 1 | 2
ALEO 180/6+ 180 Wp | NA | 180 | 30.8 | 25.3 | 7.8 | 7.2 | 2.34 | -0.1078 | -0.08855 | -0.08855 | 36.6092 | 25.6496 | 30.0719 | 21.0693 | 7.3118 | 17 | 16 | 15 | 13 | 19 | 8 | 5 | 1 | 2 | 16 | Except | 15 | 15 | 15 | - | 14 | 20 | ALEO 180/6+ 180 Wp | 8-20 (14-15) | 3600 | 8 | 13 | 13 | 1 | 2
ALEO 180/6+ 185 Wp | NA | 185 | 31 | 25.7 | 7.3 | 7.3 | 2.19 | -0.1085 | -0.08995 | -0.08995 | 36.8469 | 25.8161 | 30.5473 | 21.4024 | 7.4046 | 17 | 16 | 15 | 12 | 18 | 8 | 5 | 1 | 2 | 16 | Except | 15 | 15 | 15 | - | 13 | 20 | ALEO 180/6+ 185 Wp | 8-20 (13-15) | 3700 | 8 | 12 | 12 | 1 | 2
Atlantis Solar Sunslate | 11.4 | 13.3 | 3.91 | 2.93 | 4.84 | 4.54 | 0.16 | -0.0158 | -0.01184 | -0.01184 | 4.7614 | 3.1551 | 3.568 | 2.3643 | 4.5476 | 148 | 126 | 122 | 172 | 162 | 64 | 39 | 2 | 4 | 128 | Except | 127 | 127 | 127 | - | 123 | 274 | Atlantis Solar Sunslate | 64-274 (123-127) | 3644.2 | 64 | 122 | 217 | 2 | 4
BP 3125 | 110.8 | 125 | 22.1 | 17.6 | 7.54 | 7.1 | 4.901 | -0.08 | -0.06371 | -0.06371 | 26.4111 | 18.2778 | 21.0333 | 14.5561 | 7.3342 | 25 | 22 | 21 | 18 | 27 | 11 | 7 | 1 | 2 | 22 | Except | 21 | 21 | 21 | - | 19 | 29 | BP 3125 | 11-29 (19-21) | 3625 | 11 | 18 | 18 | 1 | 2
BP SX 120 | NA | 120 | 21 | 16.8 | 7.74 | 7.12 | 5.031 | -0.08 | -0.064 | -0.064 | 25.3111 | 17.1778 | 20.2489 | 13.7422 | 7.3604 | 26 | 23 | 22 | 19 | 28 | 12 | 7 | 1 | 2 | 24 | Except | 23 | 23 | 23 | - | 20 | 30 | BP SX 120 | 12-30 (20-23) | 3600 | 12 | 19 | 19 | 1 | 2
BP3160 | 142 | 160 | 44.2 | 35.1 | 4.8 | 4.55 | 3.12 | -0.16 | -0.12706 | -0.12706 | 52.8222 | 36.5556 | 41.9471 | 29.0294 | 4.6991 | 12 | 11 | 10 | 14 | 13 | 6 | 4 | 2 | 4 | 12 | Except | 11 |  |  |  | 11 | 23 | BP3160 | 6-23 (11) | 3680 | 6 | 10 | 18 | 2 | 4
BP380 | 71 | 80 | 22.1 | 17.6 | 4.8 | 4.55 | 3.12 | -0.08 | -0.06371 | -0.06371 | 26.4111 | 18.2778 | 21.0333 | 14.5561 | 4.6991 | 25 | 22 | 21 | 29 | 27 | 11 | 7 | 2 | 4 | 22 | OK | none | #NAME? |  | #NAME? | #NAME? | 46 | BP380 | 11-46 | 3680 | 11 | 21 | 36 | 2 | 4
BP4150 | NA | 150 | 43.6 | 34.8 | 4.75 | 4.33 | 3.0875 | -0.16 | -0.12771 | -0.12771 | 52.2222 | 35.9556 | 41.682 | 28.6985 | 4.4775 | 12 | 11 | 11 | 15 | 13 | 6 | 4 | 2 | 4 | 12 | OK | none | #NAME? |  | #NAME? | #NAME? | 24 | BP4150 | 6-24 | 3600 | 6 | 11 | 19 | 2 | 4
BP4160 | NA | 160 | 44.2 | 35.4 | 4.9 | 4.52 | 3.185 | -0.16 | -0.12814 | -0.12814 | 52.8222 | 36.5556 | 42.3056 | 29.2775 | 4.6722 | 12 | 11 | 10 | 14 | 13 | 6 | 4 | 2 | 4 | 12 | Except | 11 |  |  |  | 11 | 23 | BP4160 | 6-23 (11) | 3680 | 6 | 10 | 18 | 2 | 4
BP4170 | 150.7 | 170 | 44.4 | 35.6 | 5.1 | 4.78 | 3.315 | -0.16 | -0.12829 | -0.12829 | 53.0222 | 36.7556 | 42.5133 | 29.4707 | 4.9384 | 12 | 11 | 10 | 13 | 13 | 6 | 4 | 2 | 4 | 12 | Except | 11 |  |  |  | 11 | 21 | BP4170 | 6-21 (11) | 3570 | 6 | 10 | 17 | 2 | 4
BP4175 | 155.2 | 175 | 44 | 35.7 | 5.4 | 4.9 | 3.51 | -0.16 | -0.12982 | -0.12982 | 52.6222 | 36.3556 | 42.6958 | 29.4976 | 5.0677 | 12 | 11 | 10 | 13 | 13 | 6 | 4 | 1 | 3 | 12 | Except | 11 |  |  |  | 11 | 21 | BP4175 | 6-21 (11) | 3675 | 6 | 10 | 10 | 1 | 3
BP585 | NA | 85 | 22 | 17.8 | 5.4 | 4.9 | 4.59 | -0.08 | -0.064727 | -0.064727 | 26.3111 | 18.1778 | 21.2881 | 14.7075 | 5.1193 | 24 | 22 | 21 | 27 | 27 | 12 | 7 | 1 | 3 | 24 | Except | 23 | 23 | 23 | - | 22 | 43 | BP585 | 12-43 (22-23) | 3655 | 12 | 21 | 21 | 1 | 3
BPSX160B | 142 | 160 | 43.8 | 35 | 4.8 | 4.6 | 3.12 | -0.16 | -0.12785 | -0.12785 | 52.4222 | 36.1556 | 41.8899 | 28.8914 | 4.7491 | 12 | 11 | 10 | 14 | 13 | 6 | 4 | 2 | 4 | 12 | Except | 11 |  |  |  | 11 | 23 | BPSX160B | 6-23 (11) | 3680 | 6 | 10 | 18 | 2 | 4
BPSX170B | 150.7 | 170 | 44.2 | 35.4 | 5 | 4.8 | 3.25 | -0.16 | -0.12814 | -0.12814 | 52.8222 | 36.5556 | 42.3056 | 29.2775 | 4.9553 | 12 | 11 | 10 | 13 | 13 | 6 | 4 | 2 | 4 | 12 | Except | 11 |  |  |  | 11 | 21 | BPSX170B | 6-21 (11) | 3570 | 6 | 10 | 17 | 2 | 4
Evergreen EC-110-GL | 98.4 | 110 | 21.3 | 17 | 7.48 | 6.47 | 6.5824 | -0.08733 | -0.0901 | -0.0697 | 26.0061 | 17.1276 | 20.7561 | 13.6699 | 6.7845 | 25 | 23 | 22 | 21 | 27 | 12 | 7 | 1 | 2 | 24 | Except | 23 | 23 | 23 | - | 22 | 33 | Evergreen EC-110-GL | 12-33 (22-23) | 3630 | 12 | 21 | 21 | 1 | 2
Evergreen EC-115-GL | 103.1 | 115 | 21.3 | 17.1 | 7.62 | 6.73 | 6.7056 | -0.08733 | -0.09063 | -0.07011 | 26.0061 | 17.1276 | 20.8782 | 13.7503 | 7.0504 | 25 | 23 | 22 | 20 | 27 | 12 | 7 | 1 | 2 | 24 | Except | 23 | 23 | 23 | - | 21 | 32 | Evergreen EC-115-GL | 12-32 (21-23) | 3680 | 12 | 20 | 20 | 1 | 2
Evergreen EC-120-GL | NA | 120 | 21.5 | 17.6 | 7.68 | 6.82 | 6.7584 | -0.08815 | -0.09328 | -0.07216 | 26.2503 | 17.2884 | 21.4886 | 14.1524 | 7.1429 | 24 | 22 | 22 | 19 | 26 | 12 | 7 | 1 | 2 | 24 | Except | 23 | 23 | 23 | - | 20 | 30 | Evergreen EC-120-GL | 12-30 (20-23) | 3600 | 12 | 19 | 19 | 1 | 2
Evergreen10224V | 91.2 | 102 | 40 | 32.4 | 3.75 | 3.15 | 3.3 | -0.164 | -0.17172 | -0.13284 | 48.8378 | 32.1644 | 39.5586 | 26.0532 | 3.3077 | 13 | 12 | 12 | 22 | 14 | 7 | 4 | 3 | 6 | 14 | Except | 13 |  |  |  | 13 | 36 | Evergreen10224V | 7-36 (13) | 3672 | 7 | 12 | 28 | 3 | 6
Evergreen102GD | 91.2 | 102 | 21.5 | 17 | 7.05 | 6 | 6.204 | -0.08815 | -0.0901 | -0.0697 | 26.2503 | 17.2884 | 20.7561 | 13.6699 | 6.2964 | 25 | 22 | 22 | 22 | 27 | 12 | 7 | 1 | 3 | 24 | Except | 23 |  |  |  | 23 | 36 | Evergreen102GD | 12-36 (23) | 3672 | 12 | 22 | 22 | 1 | 3
Evergreen11024V | 98.4 | 110 | 40 | 32.7 | 3.84 | 3.36 | 3.3792 | -0.164 | -0.17331 | -0.13407 | 48.8378 | 32.1644 | 39.9249 | 26.2944 | 3.5215 | 13 | 12 | 12 | 21 | 14 | 7 | 4 | 2 | 5 | 14 | Except | 13 |  |  |  | 13 | 33 | Evergreen11024V | 7-33 (13) | 3630 | 7 | 12 | 12 | 2 | 5
Evergreen110GD | 98.4 | 110 | 21.5 | 17.2 | 7.22 | 6.4 | 6.3536 | -0.08815 | -0.09116 | -0.07052 | 26.2503 | 17.2884 | 21.0002 | 13.8307 | 6.7036 | 25 | 22 | 22 | 21 | 27 | 12 | 7 | 1 | 2 | 24 | Except | 23 | 23 | 23 | - | 22 | 33 | Evergreen110GD | 12-33 (22-23) | 3630 | 12 | 21 | 21 | 1 | 2
Evergreen11524V | 103.1 | 115 | 40 | 33 | 3.86 | 3.48 | 3.3968 | -0.164 | -0.1749 | -0.1353 | 48.8378 | 32.1644 | 40.2912 | 26.5357 | 3.6423 | 13 | 12 | 12 | 20 | 14 | 7 | 4 | 2 | 5 | 14 | Except | 13 |  |  |  | 13 | 32 | Evergreen11524V | 7-32 (13) | 3680 | 7 | 12 | 12 | 2 | 5
Evergreen115GD | 103.1 | 115 | 21.5 | 17.3 | 7.26 | 6.65 | 6.6 | -0.082 | -0.09169 | -0.065981 | 25.9189 | 17.5822 | 20.8557 | 14.1476 | 6.9653 | 25 | 23 | 22 | 20 | 27 | 12 | 7 | 1 | 2 | 24 | Except | 23 | 23 | 23 | - | 21 | 32 | Evergreen115GD | 12-32 (21-23) | 3680 | 12 | 20 | 20 | 1 | 2
GE110 | 97.8 | 110 | 21.2 | 16.7 | 7.4 | 6.6 | 3 | -0.08 | -0.063019 | -0.063019 | 25.5111 | 17.3778 | 20.096 | 13.6891 | 6.7433 | 26 | 23 | 22 | 21 | 28 | 12 | 7 | 1 | 2 | 24 | Except | 23 | 23 | 23 | - | 22 | 33 | GE110 | 12-33 (22-23) | 3630 | 12 | 21 | 21 | 1 | 2
GE165 | 146.7 | 165 | 32 | 25 | 7.4 | 6.6 | 3 | -0.13 | -0.10156 | -0.10156 | 39.0056 | 25.7889 | 30.4731 | 20.1476 | 6.7433 | 17 | 15 | 15 | 14 | 19 | 8 | 5 | 1 | 2 | 16 | Except | 15 |  |  |  | 15 | 22 | GE165 | 8-22 (15) | 3630 | 8 | 14 | 14 | 1 | 2
GE200 | 178.5 | 200 | 34 | 27.1 | 7.8 | 7.4 | 5.6 | -0.12 | -0.095647 | -0.095647 | 40.4667 | 28.2667 | 32.2543 | 22.5302 | 7.6676 | 16 | 14 | 14 | 11 | 17 | 8 | 4 | 1 | 2 | 16 | Except | 15 | 15 | 15 | - | 12 | 18 | GE200 | 8-18 (12-15) | 3600 | 8 | 11 | 11 | 1 | 2
GEPV-130 | NA | 130 | 21.8 | 17.5 | 8 | 7.5 | 5.6 | -0.07 | -0.056193 | -0.056193 | 25.5722 | 18.4556 | 20.5282 | 14.8152 | 7.7676 | 25 | 23 | 22 | 18 | 28 | 11 | 7 | 1 | 2 | 22 | Except | 21 | 21 | 21 | - | 19 | 28 | GEPV-130 | 11-28 (19-21) | 3640 | 11 | 18 | 18 | 1 | 2
GEPV-173 | NA | 173 | 32.2 | 25.1 | 7.5 | 6.9 | 3 | -0.13 | -0.10134 | -0.10134 | 39.2056 | 25.9889 | 30.5609 | 20.2584 | 7.0433 | 17 | 15 | 14 | 13 | 18 | 8 | 5 | 1 | 2 | 16 | Except | 15 | 15 | 15 | - | 14 | 21 | GEPV-173 | 8-21 (14-15) | 3633 | 8 | 13 | 13 | 1 | 2
GEPVp-185-M | NA | 185 | 32.3 | 25.6 | 7.8 | 7.2 | 5.6 | -0.12 | -0.095108 | -0.095108 | 38.7667 | 26.5667 | 30.7253 | 21.0559 | 7.4676 | 17 | 15 | 14 | 12 | 18 | 8 | 5 | 1 | 2 | 16 | Except | 15 | 15 | 15 | - | 13 | 20 | GEPVp-185-M | 8-20 (13-15) | 3700 | 8 | 12 | 12 | 1 | 2
Isofoton I-100/12 | 89.5 | 100 | 21.6 | 17.4 | 6.54 | 5.74 | 1.803 | -0.07992 | -0.06438 | -0.06438 | 25.9068 | 17.7816 | 20.8694 | 14.3241 | 5.8261 | 25 | 23 | 22 | 23 | 27 | 12 | 7 | 1 | 3 | 24 | Except | 23 |  |  |  | 23 | 36 | Isofoton I-100/12 | 12-36 (23) | 3600 | 12 | 22 | 22 | 1 | 3
Isofoton I-100/24 | 89.5 | 100 | 43.2 | 34.8 | 3.27 | 2.87 | 1.803 | -0.15984 | -0.12876 | -0.12876 | 51.8136 | 35.5632 | 41.7387 | 28.6481 | 2.9561 | 12 | 11 | 11 | 23 | 13 | 6 | 4 | 3 | 6 | 12 | OK | none | #NAME? |  | #NAME? | #NAME? | 36 | Isofoton I-100/24 | 6-36 | 3600 | 6 | 11 | 29 | 3 | 6
Isofoton I-106/12 | NA | 106 | 21.6 | 17.4 | 6.54 | 6.1 | 1.803 | -0.07992 | -0.06438 | -0.06438 | 25.9068 | 17.7816 | 20.8694 | 14.3241 | 6.1861 | 25 | 23 | 22 | 22 | 27 | 12 | 7 | 1 | 3 | 24 | Except | 23 |  |  |  | 23 | 34 | Isofoton I-106/12 | 12-34 (23) | 3604 | 12 | 22 | 22 | 1 | 3
Isofoton I-106/24 | NA | 106 | 43.2 | 34.8 | 3.27 | 3.05 | 1.803 | -0.15984 | -0.12876 | -0.12876 | 51.8136 | 35.5632 | 41.7387 | 28.6481 | 3.1361 | 12 | 11 | 11 | 22 | 13 | 6 | 4 | 3 | 6 | 12 | OK | none | #NAME? |  | #NAME? | #NAME? | 34 | Isofoton I-106/24 | 6-34 | 3604 | 6 | 11 | 27 | 3 | 6
Isofoton I-110/12 | NA | 110 | 21.6 | 17.4 | 6.76 | 6.32 | 1.803 | -0.07992 | -0.06438 | -0.06438 | 25.9068 | 17.7816 | 20.8694 | 14.3241 | 6.4061 | 25 | 23 | 22 | 21 | 27 | 12 | 7 | 1 | 3 | 24 | Except | 23 | 23 | 23 | - | 22 | 33 | Isofoton I-110/12 | 12-33 (22-23) | 3630 | 12 | 21 | 21 | 1 | 3
Isofoton I-110/24 | NA | 110 | 43.2 | 34.8 | 3.38 | 3.16 | 1.803 | -0.15984 | -0.12876 | -0.12876 | 51.8136 | 35.5632 | 41.7387 | 28.6481 | 3.2461 | 12 | 11 | 11 | 21 | 13 | 6 | 4 | 3 | 6 | 12 | OK | none | #NAME? |  | #NAME? | #NAME? | 33 | Isofoton I-110/24 | 6-33 | 3630 | 6 | 11 | 26 | 3 | 6
Isofoton I-150/12 | 134.3 | 150 | 21.6 | 17.3 | 8.9 | 8.7 | 1.803 | -0.07992 | -0.06401 | -0.06401 | 25.9068 | 17.7816 | 20.7494 | 14.2417 | 8.7861 | 25 | 23 | 22 | 15 | 27 | 12 | 7 | 1 | 2 | 24 | Except | 23 | 23 | 23 | - | 16 | 24 | Isofoton I-150/12 | 12-24 (16-23) | 3600 | 12 | 15 | 15 | 1 | 2 |  |  |  | Fahr.
Isofoton I-150/24 | 134.3 | 150 | 43.2 | 34.6 | 4.445 | 4.35 | 1.803 | -0.15984 | -0.12802 | -0.12802 | 51.8136 | 35.5632 | 41.4989 | 28.4835 | 4.4361 | 12 | 11 | 11 | 15 | 13 | 6 | 4 | 2 | 4 | 12 | OK | none | #NAME? |  | #NAME? | #NAME? | 24 | Isofoton I-150/24 | 6-24 | 3600 | 6 | 11 | 19 | 2 | 4 |  | Min Ambient Temp: | -28.8889 | -20
Isofoton I-150S/12 | NA | 150 | 21.6 | 17.3 | 8.9 | 8.7 | 2.656 | -0.07992 | -0.06401 | -0.06401 | 25.9068 | 17.7816 | 20.7494 | 14.2417 | 8.8269 | 25 | 23 | 22 | 15 | 27 | 12 | 7 | 1 | 2 | 24 | Except | 23 | 23 | 23 | - | 16 | 24 | Isofoton I-150S/12 | 12-24 (16-23) | 3600 | 12 | 15 | 15 | 1 | 2 |  | Max Ambient Temp: | 37.7778 | 100
Isofoton I-150S/24 | NA | 150 | 43.2 | 34.6 | 4.45 | 4.35 | 2.656 | -0.15984 | -0.12802 | -0.12802 | 51.8136 | 35.5632 | 41.4989 | 28.4835 | 4.4769 | 12 | 11 | 11 | 15 | 13 | 6 | 4 | 2 | 4 | 12 | OK | none | #NAME? |  | #NAME? | #NAME? | 24 | Isofoton I-150S/24 | 6-24 | 3600 | 6 | 11 | 19 | 2 | 4
Isofoton I-159/12 | NA | 159 | 21.6 | 17.4 | 9.81 | 9.15 | 1.803 | -0.07992 | -0.06438 | -0.06438 | 25.9068 | 17.7816 | 20.8694 | 14.3241 | 9.2361 | 25 | 23 | 22 | 14 | 27 | 12 | 7 | 1 | 2 | 24 | Except | 23 | 23 | 23 | - | 15 | 23 | Isofoton I-159/12 | 12-23 (15-23) | 3657 | 12 | 14 | 14 | 1 | 2
Isofoton I-165 | 148.1 | 165 | 21.6 | 17.4 | 10.14 | 9.48 | 1.803 | -0.07992 | -0.06438 | -0.06438 | 25.9068 | 17.7816 | 20.8694 | 14.3241 | 9.5661 | 25 | 23 | 22 | 14 | 27 | 12 | 7 | 1 | 2 | 24 | Except | 23 | 23 | 22 | - | 15 | 22 | Isofoton I-165 | 12-22 (15-22) | 3630 | 12 | 14 | 14 | 1 | 2
Isofoton IS-150/12 | NA | 150 | 21.6 | 17.3 | 9.3 | 8.7 | 2.656 | -0.07992 | -0.06401 | -0.06401 | 25.9068 | 17.7816 | 20.7494 | 14.2417 | 8.8269 | 25 | 23 | 22 | 15 | 27 | 12 | 7 | 1 | 2 | 24 | Except | 23 | 23 | 23 | - | 16 | 24 | Isofoton IS-150/12 | 12-24 (16-23) | 3600 | 12 | 15 | 15 | 1 | 2
Isofoton IS-150/24 | NA | 150 | 43.2 | 34.6 | 4.7 | 4.35 | 2.656 | -0.15984 | -0.12802 | -0.12802 | 51.8136 | 35.5632 | 41.4989 | 28.4835 | 4.4769 | 12 | 11 | 11 | 15 | 13 | 6 | 4 | 2 | 4 | 12 | OK | none | #NAME? |  | #NAME? | #NAME? | 24 | Isofoton IS-150/24 | 6-24 | 3600 | 6 | 11 | 19 | 2 | 4
Isofoton IS-200 | NA | 200 | 57.6 | 46.08 | 4.45 | 4.35 | 2.656 | -0.21312 | -0.1705 | -0.1705 | 69.0848 | 47.4176 | 55.2678 | 37.9341 | 4.4769 | 9 | 8 | 8 | 11 | 10 | 5 | 3 | 2 | 4 | 10 | Except | 9 |  |  |  | 9 | 18 | Isofoton IS-200 | 5-18 (9) | 3600 | 5 | 8 | 14 | 2 | 4
Kaneka K60/GSA-60 Initial | 54.1 | 79 | 96 | 74 | 1.22 | 1.04 | 9.272 | -0.2976 | -0.2294 | -0.2294 | 112.0373 | 81.7813 | 86.3621 | 63.0398 | 1.483 | 6 | 5 | 5 | 29 | 6 | 3 | 2 | 6 | 13 | 6 | OK | none | #NAME? |  | #NAME? | #NAME? | 46 | Kaneka K60/GSA-60 Initial | 3-46 | 3634 | 3 | 5 | 5 | 6 | 13
Kaneka K60/GSA-60 Stabilized | 54.1 | 60 | 92 | 67 | 1.19 | 0.9 | 9.044 | -0.2852 | -0.2077 | -0.2077 | 107.3691 | 78.3738 | 78.1927 | 57.0766 | 1.3321 | 6 | 5 | 5 | 38 | 7 | 3 | 2 | 7 | 15 | 6 | OK | none | #NAME? |  | #NAME? | #NAME? | 61 | Kaneka K60/GSA-60 Stabilized | 3-61 | 3660 | 3 | 5 | 5 | 7 | 15
Kyocera KC170GHT-2 | 150 | 170 | 29 | 23.4 | 8.03 | 7.27 | 3.18 | -0.109 | -0.087952 | -0.087952 | 34.8739 | 23.7922 | 28.1396 | 19.1979 | 7.4219 | 18 | 17 | 16 | 13 | 20 | 9 | 5 | 1 | 2 | 18 | Except | 17 | 17 | 17 | - | 14 | 21 | Kyocera KC170GHT-2 | 9-21 (14-17) | 3570 | 9 | 13 | 13 | 1 | 2
Kyocera KC190GHT-2 | 167.7 | 190 | 32.5 | 26.1 | 8.08 | 7.28 | 3.18 | -0.123 | -0.098778 | -0.098778 | 39.1283 | 26.6233 | 31.4231 | 21.3806 | 7.4319 | 16 | 15 | 14 | 12 | 18 | 8 | 5 | 1 | 2 | 16 | Except | 15 | 15 | 15 | - | 13 | 19 | Kyocera KC190GHT-2 | 8-19 (13-15) | 3610 | 8 | 12 | 12 | 1 | 2
KyoceraKC120 | 105.7 | 120 | 21.5 | 16.9 | 7.45 | 7.1 | 8.6 | -0.0842 | -0.066185 | -0.066185 | 26.0374 | 17.4771 | 20.4666 | 13.7378 | 7.5109 | 25 | 23 | 22 | 19 | 28 | 12 | 7 | 1 | 2 | 24 | Except | 23 | 23 | 23 | - | 20 | 30 | KyoceraKC120 | 12-30 (20-23) | 3600 | 12 | 19 | 19 | 1 | 2
KyoceraKC125G | 111.8 | 125 | 21.7 | 17.4 | 8 | 7.2 | 8.6 | -0.0842 | -0.067515 | -0.067515 | 26.2374 | 17.6771 | 21.0383 | 14.1743 | 7.6109 | 25 | 22 | 22 | 18 | 27 | 12 | 7 | 1 | 2 | 24 | Except | 23 | 23 | 23 | - | 19 | 29 | KyoceraKC125G | 12-29 (19-23) | 3625 | 12 | 18 | 18 | 1 | 2
KyoceraKC130GT | 115.2 | 130 | 21.9 | 17.6 | 8.02 | 7.39 | 3.18 | -0.0821 | -0.06598 | -0.06598 | 26.3243 | 17.9774 | 21.1556 | 14.4476 | 7.5419 | 25 | 22 | 21 | 18 | 27 | 12 | 7 | 1 | 2 | 24 | Except | 23 | 23 | 23 | - | 19 | 28 | KyoceraKC130GT | 12-28 (19-23) | 3640 | 12 | 18 | 18 | 1 | 2
KyoceraKC130TM | NA | 130 | 21.9 | 17.6 | 8.02 | 7.39 | 3.18 | -0.0821 | -0.06598 | -0.06598 | 26.3243 | 17.9774 | 21.1556 | 14.4476 | 7.5419 | 25 | 22 | 21 | 18 | 27 | 12 | 7 | 1 | 2 | 24 | Except | 23 | 23 | 23 | - | 19 | 28 | KyoceraKC130TM | 12-28 (19-23) | 3640 | 12 | 18 | 18 | 1 | 2
KyoceraKC158G | 139.7 | 158 | 28.9 | 23.2 | 7.58 | 6.82 | 6.08 | -0.11 | -0.088304 | -0.088304 | 34.8278 | 23.6444 | 27.9586 | 18.981 | 7.1105 | 18 | 17 | 16 | 14 | 20 | 9 | 5 | 1 | 2 | 18 | Except | 17 | 17 | 17 | - | 15 | 23 | KyoceraKC158G | 9-23 (15-17) | 3634 | 9 | 14 | 14 | 1 | 2
KyoceraKC167G | 149.6 | 167 | 28.9 | 23.2 | 8 | 7.2 | 8.6 | -0.112 | -0.08991 | -0.08991 | 34.9356 | 23.5489 | 28.0452 | 18.9043 | 7.6109 | 18 | 17 | 16 | 14 | 20 | 9 | 5 | 1 | 2 | 18 | Except | 17 | 17 | 17 | - | 15 | 22 | KyoceraKC167G | 9-22 (15-17) | 3674 | 9 | 14 | 14 | 1 | 2
KyoceraKC175GT | 154.9 | 175 | 29.2 | 23.6 | 8.09 | 7.42 | 3.18 | -0.109 | -0.088096 | -0.088096 | 35.0739 | 23.9922 | 28.3474 | 19.391 | 7.5719 | 18 | 17 | 16 | 13 | 20 | 9 | 5 | 1 | 2 | 18 | Except | 17 | 17 | 17 | - | 14 | 21 | KyoceraKC175GT | 9-21 (14-17) | 3675 | 9 | 13 | 13 | 1 | 2
KyoceraKC187 | 167.4 | 187 | 32.5 | 26.1 | 7.96 | 7.17 | 3.18 | -0.123 | -0.098778 | -0.098778 | 39.1283 | 26.6233 | 31.4231 | 21.3806 | 7.3219 | 16 | 15 | 14 | 12 | 18 | 8 | 5 | 1 | 2 | 16 | Except | 15 | 15 | 15 | - | 13 | 20 | KyoceraKC187 | 8-20 (13-15) | 3740 | 8 | 12 | 12 | 1 | 2
KyoceraKC190GT | 167.7 | 190 | 32.5 | 26.1 | 8.08 | 7.28 | 3.18 | -0.123 | -0.098778 | -0.098778 | 39.1283 | 26.6233 | 31.4231 | 21.3806 | 7.4319 | 16 | 15 | 14 | 12 | 18 | 8 | 5 | 1 | 2 | 16 | Except | 15 | 15 | 15 | - | 13 | 19 | KyoceraKC190GT | 8-19 (13-15) | 3610 | 8 | 12 | 12 | 1 | 2
KyoceraKC200GT | 177.2 | 200 | 32.9 | 26.3 | 8.21 | 7.61 | 3.18 | -0.123 | -0.098325 | -0.098325 | 39.5283 | 27.0233 | 31.5986 | 21.6022 | 7.7619 | 16 | 15 | 14 | 11 | 18 | 8 | 5 | 1 | 2 | 16 | Except | 15 | 15 | 15 | - | 12 | 18 | KyoceraKC200GT | 8-18 (12-15) | 3600 | 8 | 11 | 11 | 1 | 2
KyoceraSU53BU | 47.5 | 53 | 9.6 | 7.78 | 7.4 | 6.82 | 8.6 | -0.0374 | -0.03031 | -0.03031 | 11.6154 | 7.8131 | 9.4133 | 6.3319 | 7.2309 | 56 | 51 | 50 | 43 | 61 | 26 | 15 | 1 | 2 | 52 | Except | 51 | 51 | 51 | - | 44 | 69 | KyoceraSU53BU | 26-69 (44-51) | 3657 | 26 | 43 | 43 | 1 | 2
Mitsubishi PV-MF120EC3 | NA | 120 | 22 | 17.6 | 7.36 | 6.84 | 4.1952 | -0.07612 | -0.060896 | -0.060896 | 26.102 | 18.3632 | 20.8816 | 14.6905 | 7.0404 | 25 | 22 | 21 | 19 | 27 | 11 | 7 | 1 | 2 | 22 | Except | 21 | 21 | 21 | - | 20 | 30 | Mitsubishi PV-MF120EC3 | 11-30 (20-21) | 3600 | 11 | 19 | 19 | 1 | 2
Mitsubishi PV-MF165EB3 | 146.9 | 165 | 30.4 | 24.2 | 7.36 | 6.83 | 8.6 | -0.0374 | -0.029772 | -0.029772 | 32.4154 | 28.6131 | 25.8044 | 22.7775 | 7.2409 | 20 | 18 | 15 | 14 | 22 | 7 | 4 | 1 | 2 | 14 | OK | none | #NAME? |  | #NAME? | #NAME? | 22 | Mitsubishi PV-MF165EB3 | 7-22 | 3630 | 7 | 14 | 14 | 1 | 2
MitsubishiPV-MF170EB3 | 152.5 | 170 | 30.6 | 24.6 | 7.38 | 6.93 | 4.2066 | -0.10588 | -0.085116 | -0.085116 | 36.3055 | 25.5415 | 29.1868 | 20.5333 | 7.131 | 18 | 16 | 15 | 13 | 19 | 8 | 5 | 1 | 2 | 16 | Except | 15 | 15 | 15 | - | 14 | 21 | MitsubishiPV-MF170EB3 | 8-21 (14-15) | 3570 | 8 | 13 | 13 | 1 | 2
Photowatt-PW6-110 | NA | 110 | 21.7 | 17.2 | 6.9 | 6.4 | 8.6 | -0.16 | -0.12682 | -0.12682 | 30.3222 | 14.0556 | 24.0342 | 11.1408 | 6.8109 | 22 | 19 | 22 | 21 | 24 | 15 | 9 | 1 | 2 | 30 | Except | 29 | 29 | 29 | - | 20 | 33 | Photowatt-PW6-110 | 15-33 (20-29) | 3630 | 15 | 19 | 19 | 1 | 2
Photowatt-PW6-123 | NA | 123 | 21.9 | 17.6 | 7.6 | 7 | 8.6 | -0.16 | -0.12858 | -0.12858 | 30.5222 | 14.2556 | 24.5293 | 11.4565 | 7.4109 | 21 | 19 | 21 | 19 | 23 | 15 | 8 | 1 | 2 | 30 | Except | 29 | 29 | 29 | - | 20 | 30 | Photowatt-PW6-123 | 15-30 (20-29) | 3690 | 15 | 19 | 19 | 1 | 2
Photowatt-PW6-230 | NA | 230 | 43.6 | 34.9 | 7.2 | 6.6 | 8.6 | -0.16 | -0.12807 | -0.12807 | 52.2222 | 35.9556 | 41.8017 | 28.7809 | 7.0109 | 12 | 11 | 11 | 10 | 13 | 6 | 4 | 1 | 2 | 12 | Except | 11 |  |  |  | 11 | 16 | Photowatt-PW6-230 | 6-16 (11) | 3680 | 6 | 10 | 10 | 1 | 2
RWE285DGF50 | NA | 285 | 60 | 50.5 | 6.2 | 5.6 | 6.5 | -0.228 | -0.1919 | -0.1919 | 72.2867 | 49.1067 | 60.8413 | 41.3314 | 5.9106 | 8 | 8 | 8 | 8 | 9 | 5 | 3 | 1 | 3 | 10 | Except | 9 |  |  |  | 9 | 13 | RWE285DGF50 | 5-13 (9) | 3705 | 5 | 8 | 8 | 1 | 3
RWE300DGF50 | NA | 300 | 60 | 51 | 6.5 | 5.9 | 6.5 | -0.228 | -0.1938 | -0.1938 | 72.2867 | 49.1067 | 61.4437 | 41.7407 | 6.2106 | 8 | 8 | 8 | 8 | 9 | 5 | 3 | 1 | 3 | 10 | Except | 9 |  |  |  | 9 | 12 | RWE300DGF50 | 5-12 (9) | 3600 | 5 | 8 | 8 | 1 | 3
RWE315DGF50 | NA | 315 | 60 | 52 | 6.6 | 6.05 | 6.5 | -0.228 | -0.1976 | -0.1976 | 72.2867 | 49.1067 | 62.6484 | 42.5591 | 6.3606 | 8 | 8 | 8 | 7 | 9 | 5 | 3 | 1 | 3 | 10 | Except | 9 | 9 | 9 | - | 8 | 12 | RWE315DGF50 | 5-12 (8-9) | 3780 | 5 | 7 | 7 | 1 | 3
SanyoHIP167 | 156.7 | 167 | 64.9 | 51.4 | 3.63 | 3.25 | 1.1 | -0.173 | -0.13701 | -0.13701 | 74.2228 | 56.6344 | 58.7835 | 44.8538 | 3.3026 | 9 | 8 | 7 | 14 | 9 | 4 | 3 | 3 | 6 | 8 | OK | none | #NAME? |  | #NAME? | #NAME? | 22 | SanyoHIP167 | 4-22 | 3674 | 4 | 7 | 17 | 3 | 6
SanyoHIP175 | 163.3 | 175 | 65.7 | 52.9 | 3.64 | 3.31 | 1.1 | -0.173 | -0.1393 | -0.1393 | 75.0228 | 57.4344 | 60.4065 | 46.2448 | 3.3626 | 8 | 7 | 7 | 13 | 9 | 4 | 2 | 2 | 5 | 8 | OK | none | #NAME? |  | #NAME? | #NAME? | 21 | SanyoHIP175 | 4-21 | 3675 | 4 | 7 | 7 | 2 | 5
SanyoHIP-180BA3 | 168 | 180 | 66.4 | 54 | 3.65 | 3.33 | 1.1 | -0.173 | -0.14069 | -0.14069 | 75.7228 | 58.1344 | 61.5818 | 47.278 | 3.3826 | 8 | 7 | 7 | 13 | 9 | 4 | 2 | 2 | 5 | 8 | OK | none | #NAME? |  | #NAME? | #NAME? | 20 | SanyoHIP-180BA3 | 4-20 | 3600 | 4 | 7 | 7 | 2 | 5
SanyoHIP-190BA3 | 178.7 | 190 | 67.5 | 54.8 | 3.75 | 3.47 | 0.86 | -0.169 | -0.1372 | -0.1372 | 76.6072 | 59.4256 | 62.1937 | 48.2447 | 3.5111 | 8 | 7 | 7 | 12 | 9 | 4 | 2 | 2 | 5 | 8 | OK | none | #NAME? |  | #NAME? | #NAME? | 19 | SanyoHIP-190BA3 | 4-19 | 3610 | 4 | 7 | 7 | 2 | 5
SanyoHIP-195BA3 | 183.5 | 195 | 68.1 | 55.3 | 3.79 | 3.53 | 0.87 | -0.17 | -0.13805 | -0.13805 | 77.2611 | 59.9778 | 62.7392 | 48.7044 | 3.5716 | 8 | 7 | 7 | 12 | 9 | 4 | 2 | 2 | 5 | 8 | OK | none | #NAME? |  | #NAME? | #NAME? | 19 | SanyoHIP-195BA3 | 4-19 | 3705 | 4 | 7 | 7 | 2 | 5
SanyoHIP-200BA3 | 188.7 | 200 | 68.7 | 55.8 | 3.83 | 3.59 | 0.88 | -0.172 | -0.1397 | -0.1397 | 77.9689 | 60.4822 | 63.3284 | 49.1253 | 3.632 | 8 | 7 | 6 | 11 | 9 | 4 | 2 | 2 | 5 | 8 | Except | 7 |  |  |  | 7 | 18 | SanyoHIP-200BA3 | 4-18 (7) | 3600 | 4 | 6 | 6 | 2 | 5
SanyoHIP-200NHE1 | 188.7 | 200 | 49.6 | 40 | 5.5 | 5 | 0.33 | -0.129 | -0.10403 | -0.10403 | 56.5517 | 43.4367 | 45.6062 | 35.0296 | 5.0158 | 11 | 10 | 9 | 11 | 12 | 5 | 3 | 1 | 3 | 10 | OK | none | #NAME? |  | #NAME? | #NAME? | 18 | SanyoHIP-200NHE1 | 5-18 | 3600 | 5 | 9 | 9 | 1 | 3
SanyoHIP-210NHE1 | NA | 210 | 50.9 | 41.3 | 5.57 | 5.09 | 1.67 | -0.127 | -0.10305 | -0.10305 | 57.7439 | 44.8322 | 46.8531 | 36.3766 | 5.1698 | 11 | 10 | 9 | 11 | 12 | 5 | 3 | 1 | 3 | 10 | OK | none | #NAME? |  | #NAME? | #NAME? | 17 | SanyoHIP-210NHE1 | 5-17 | 3570 | 5 | 9 | 9 | 1 | 3
Schüco-S-125-SP | 115.2 | 125 | 24 | 18.8 | 7.27 | 6.65 | 3.4169 | -0.0821 | -0.064312 | -0.064312 | 28.4243 | 20.0774 | 22.2657 | 15.7273 | 6.8133 | 23 | 21 | 20 | 18 | 26 | 10 | 6 | 1 | 2 | 20 | Except | 19 |  |  |  | 19 | 29 | Schüco-S-125-SP | 10-29 (19) | 3625 | 10 | 18 | 18 | 1 | 2
Schüco-S-158-SP | 146.9 | 158 | 30.1 | 23.6 | 7.33 | 6.68 | 4.1781 | -0.10475 | -0.082128 | -0.082128 | 35.7448 | 25.0954 | 28.0258 | 19.6761 | 6.8796 | 18 | 16 | 15 | 14 | 20 | 8 | 5 | 1 | 2 | 16 | Except | 15 |  |  |  | 15 | 23 | Schüco-S-158-SP | 8-23 (15) | 3634 | 8 | 14 | 14 | 1 | 2
Sharp ND160 QE3E | 140.8 | 160 | 28.4 | 22.8 | 7.82 | 7.02 | 4.1446 | -0.104 | -0.083493 | -0.083493 | 34.0044 | 23.4311 | 27.2993 | 18.8109 | 7.218 | 19 | 17 | 16 | 14 | 21 | 9 | 5 | 1 | 2 | 18 | Except | 17 | 17 | 17 | - | 15 | 23 | Sharp ND160 QE3E | 9-23 (15-17) | 3680 | 9 | 14 | 14 | 1 | 2
Sharp NT175 R5E3E | 154.4 | 175 | 44.4 | 35.4 | 5.55 | 4.95 | 2.9415 | -0.156 | -0.12438 | -0.12438 | 52.8067 | 36.9467 | 42.1026 | 29.4575 | 5.0905 | 12 | 11 | 10 | 13 | 13 | 6 | 4 | 1 | 3 | 12 | Except | 11 |  |  |  | 11 | 21 | Sharp NT175 R5E3E | 6-21 (11) | 3675 | 6 | 10 | 10 | 1 | 3
SharpND123 L3EIU | NA | 123 | 21.3 | 17.2 | 8.12 | 7.16 | 3.248 | -0.072 | -0.058141 | -0.058141 | 25.18 | 17.86 | 20.3331 | 14.4222 | 7.3152 | 26 | 23 | 22 | 19 | 28 | 12 | 7 | 1 | 2 | 24 | Except | 23 | 23 | 23 | - | 20 | 30 | SharpND123 L3EIU | 12-30 (20-23) | 3690 | 12 | 19 | 19 | 1 | 2
SharpND140 NOECU | 123.2 | 140 | 24.85 | 19.95 | 7.81 | 7.02 | 3.124 | -0.084 | -0.067437 | -0.067437 | 29.3767 | 20.8367 | 23.5841 | 16.728 | 7.1693 | 22 | 20 | 19 | 16 | 24 | 10 | 6 | 1 | 2 | 20 | Except | 19 | 19 | 19 | - | 17 | 26 | SharpND140 NOECU | 10-26 (17-19) | 3640 | 10 | 16 | 16 | 1 | 2
SharpND160 U1U3 | 140.8 | 160 | 28.4 | 22.8 | 7.82 | 7.02 | 3.128 | -0.096 | -0.07707 | -0.07707 | 33.5733 | 23.8133 | 26.9532 | 19.1177 | 7.1694 | 19 | 17 | 16 | 14 | 21 | 9 | 5 | 1 | 2 | 18 | Except | 17 | 17 | 17 | - | 15 | 23 | SharpND160 U1U3 | 9-23 (15-17) | 3680 | 9 | 14 | 14 | 1 | 2
SharpND162U1 | 142.6 | 162 | 28.4 | 22.8 | 7.92 | 7.11 | 3.168 | -0.096 | -0.07707 | -0.07707 | 33.5733 | 23.8133 | 26.9532 | 19.1177 | 7.2614 | 19 | 17 | 16 | 14 | 21 | 9 | 5 | 1 | 2 | 18 | Except | 17 | 17 | 17 | - | 15 | 23 | SharpND162U1 | 9-23 (15-17) | 3726 | 9 | 14 | 14 | 1 | 2
SharpND167 U1U3 | 147.1 | 167 | 29.02 | 23.53 | 7.91 | 7.1 | 3.164 | -0.096 | -0.077839 | -0.077839 | 34.1933 | 24.4333 | 27.7246 | 19.811 | 7.2512 | 19 | 17 | 16 | 14 | 20 | 9 | 5 | 1 | 2 | 18 | Except | 17 | 17 | 17 | - | 15 | 22 | SharpND167 U1U3 | 9-22 (15-17) | 3674 | 9 | 14 | 14 | 1 | 2
SharpND200 U1 | 176 | 200 | 35.5 | 28.5 | 7.82 | 7.02 | 3.128 | -0.12 | -0.096338 | -0.096338 | 41.9667 | 29.7667 | 33.6915 | 23.8972 | 7.1694 | 15 | 14 | 13 | 11 | 17 | 7 | 4 | 1 | 2 | 14 | Except | 13 | 13 | 13 | - | 12 | 18 | SharpND200 U1 | 7-18 (12-13) | 3600 | 7 | 11 | 11 | 1 | 2
SharpND205 U1 | 180.6 | 205 | 36.3 | 28.9 | 7.91 | 7.1 | 3.164 | -0.12 | -0.095537 | -0.095537 | 42.7667 | 30.5667 | 34.0484 | 24.3354 | 7.2512 | 15 | 14 | 13 | 11 | 17 | 7 | 4 | 1 | 2 | 14 | Except | 13 | 13 | 13 | - | 12 | 18 | SharpND205 U1 | 7-18 (12-13) | 3690 | 7 | 11 | 11 | 1 | 2
SharpND208 UI | 183.3 | 208 | 36.1 | 28.5 | 8.13 | 7.3 | 3.252 | -0.12 | -0.094737 | -0.094737 | 42.5667 | 30.3667 | 33.6053 | 23.9737 | 7.4554 | 15 | 14 | 13 | 11 | 17 | 7 | 4 | 1 | 2 | 14 | Except | 13 | 13 | 13 | - | 12 | 18 | SharpND208 UI | 7-18 (12-13) | 3744 | 7 | 11 | 11 | 1 | 2
SharpND60 RU1 | 52.7 | 60 | 10.65 | 8.7 | 7.8 | 7 | 3.12 | -0.036 | -0.029408 | -0.029408 | 12.59 | 8.93 | 10.2848 | 7.2949 | 7.1491 | 51 | 47 | 45 | 38 | 56 | 23 | 13 | 1 | 2 | 46 | Except | 45 | 45 | 45 | - | 39 | 61 | SharpND60 RU1 | 23-61 (39-45) | 3660 | 23 | 38 | 38 | 1 | 2
SharpND70 ERUELU | 61.2 | 70 | 12.43 | 9.98 | 7.81 | 7.02 | 3.124 | -0.042 | -0.033722 | -0.033722 | 14.6933 | 10.4233 | 11.7972 | 8.3689 | 7.1693 | 44 | 40 | 38 | 33 | 49 | 20 | 11 | 1 | 2 | 40 | Except | 39 | 39 | 39 | - | 34 | 52 | SharpND70 ERUELU | 20-52 (34-39) | 3640 | 20 | 33 | 33 | 1 | 2
SharpND-L5E1U | NA | 125 | 21.7 | 17.2 | 8.14 | 7.3 | 3.256 | -0.072 | -0.057069 | -0.057069 | 25.58 | 18.26 | 20.2754 | 14.4734 | 7.4556 | 26 | 23 | 22 | 18 | 28 | 11 | 7 | 1 | 2 | 22 | Except | 21 | 21 | 21 | - | 19 | 29 | SharpND-L5E1U | 11-29 (19-21) | 3625 | 11 | 18 | 18 | 1 | 2
SharpND-N2ECU | 125 | 142 | 24.9 | 20 | 7.92 | 7.11 | 3.168 | -0.084 | -0.06747 | -0.06747 | 29.4267 | 20.8867 | 23.6359 | 16.7764 | 7.2614 | 22 | 20 | 19 | 16 | 24 | 10 | 6 | 1 | 2 | 20 | Except | 19 | 19 | 19 | - | 17 | 26 | SharpND-N2ECU | 10-26 (17-19) | 3692 | 10 | 16 | 16 | 1 | 2
SharpNE165 U1 | 145.4 | 165 | 43.1 | 34.6 | 5.31 | 4.77 | 2.124 | -0.144 | -0.1156 | -0.1156 | 50.86 | 36.22 | 40.8296 | 29.0768 | 4.8715 | 12 | 11 | 11 | 14 | 14 | 6 | 4 | 2 | 4 | 12 | OK | none | #NAME? |  | #NAME? | #NAME? | 22 | SharpNE165 U1 | 6-22 | 3630 | 6 | 11 | 17 | 2 | 4
SharpNE170U1 | 149.9 | 170 | 43.2 | 34.5 | 5.47 | 4.9 | 2.188 | -0.144 | -0.115 | -0.115 | 50.96 | 36.32 | 40.6972 | 29.0056 | 5.0045 | 13 | 11 | 11 | 13 | 14 | 6 | 4 | 1 | 3 | 12 | OK | none | #NAME? |  | #NAME? | #NAME? | 21 | SharpNE170U1 | 6-21 | 3570 | 6 | 11 | 11 | 1 | 3
SharpNE80 EJE | 70.4 | 80 | 21.3 | 17.1 | 5.31 | 4.67 | 2.124 | -0.072 | -0.057803 | -0.057803 | 25.18 | 17.86 | 20.2149 | 14.3383 | 4.7715 | 26 | 23 | 22 | 29 | 28 | 12 | 7 | 2 | 4 | 24 | Except | 23 |  |  |  | 23 | 46 | SharpNE80 EJE | 12-46 (23) | 3680 | 12 | 22 | 36 | 2 | 4
SharpNT175 U1 | 154.4 | 175 | 44.4 | 35.4 | 5.4 | 4.95 | 2.16 | -0.144 | -0.11481 | -0.11481 | 52.16 | 37.52 | 41.587 | 29.9146 | 5.0532 | 12 | 11 | 10 | 13 | 13 | 6 | 4 | 1 | 3 | 12 | Except | 11 |  |  |  | 11 | 21 | SharpNT175 U1 | 6-21 (11) | 3675 | 6 | 10 | 10 | 1 | 3
SharpNT185 U1 | 163.5 | 185 | 44.9 | 36.2 | 5.6 | 5.11 | 2.24 | -0.144 | -0.1161 | -0.1161 | 52.66 | 38.02 | 42.4564 | 30.6531 | 5.217 | 12 | 11 | 10 | 12 | 13 | 6 | 3 | 1 | 3 | 12 | Except | 11 |  |  |  | 11 | 20 | SharpNT185 U1 | 6-20 (11) | 3700 | 6 | 10 | 10 | 1 | 3
SharpNT188 U1 | 166.3 | 188 | 44.4 | 36.21 | 5.69 | 5.2 | 2.276 | -0.144 | -0.11744 | -0.11744 | 52.16 | 37.52 | 42.5386 | 30.5991 | 5.3087 | 12 | 11 | 10 | 12 | 13 | 6 | 3 | 1 | 3 | 12 | Except | 11 |  |  |  | 11 | 19 | SharpNT188 U1 | 6-19 (11) | 3572 | 6 | 10 | 10 | 1 | 3
Shell SM55 | NA | 55 | 21.7 | 17.4 | 3.4 | 3.16 | 1.4 | -0.076 | -0.076 | -0.076 | 25.7956 | 18.0689 | 21.4956 | 13.7689 | 3.2269 | 24 | 23 | 22 | 42 | 26 | 12 | 7 | 3 | 6 | 24 | Except | 23 |  |  |  | 23 | 66 | Shell SM55 | 12-66 (23) | 3630 | 12 | 22 | 52 | 3 | 6
ShellPlus150 | 134.9 | 150 | 42.6 | 33 | 5.1 | 4.55 | 1.45 | -0.148 | -0.165 | -0.11465 | 50.5756 | 35.5289 | 39.1782 | 27.5224 | 4.6193 | 13 | 11 | 11 | 15 | 14 | 6 | 4 | 2 | 4 | 12 | OK | none | #NAME? |  | #NAME? | #NAME? | 24 | ShellPlus150 | 6-24 | 3600 | 6 | 11 | 19 | 2 | 4
ShellPlus160 | 141.9 | 160 | 43.1 | 34 | 5.2 | 4.71 | 1.45 | -0.148 | -0.17 | -0.11675 | 51.0756 | 36.0289 | 40.2916 | 28.4219 | 4.7793 | 13 | 11 | 11 | 14 | 14 | 6 | 4 | 2 | 4 | 12 | OK | none | #NAME? |  | #NAME? | #NAME? | 23 | ShellPlus160 | 6-23 | 3680 | 6 | 11 | 18 | 2 | 4
ShellUltra165 | 149.1 | 165 | 44.5 | 35 | 5.4 | 4.72 | 1.4 | -0.145 | -0.1505 | -0.11404 | 52.3139 | 37.5722 | 41.1458 | 29.5512 | 4.7869 | 12 | 11 | 10 | 14 | 14 | 6 | 4 | 2 | 4 | 12 | Except | 11 |  |  |  | 11 | 22 | ShellUltra165 | 6-22 (11) | 3630 | 6 | 10 | 17 | 2 | 4
ShellUltra175 | 158.3 | 175 | 44.6 | 35.4 | 5.43 | 4.95 | 1.4 | -0.145 | -0.15222 | -0.11509 | 52.4139 | 37.6722 | 41.6021 | 29.9013 | 5.0169 | 12 | 11 | 10 | 13 | 13 | 6 | 4 | 1 | 3 | 12 | Except | 11 |  |  |  | 11 | 21 | ShellUltra175 | 6-21 (11) | 3675 | 6 | 10 | 10 | 1 | 3
Solarworld AG SW 130 Compact poly | NA | 130 | 24.1 | 18.9 | 7.5 | 6.9 | 6 | -0.07953 | -0.06237 | -0.06237 | 28.3858 | 20.3002 | 22.2611 | 15.9201 | 7.1867 | 23 | 21 | 19 | 18 | 26 | 10 | 6 | 1 | 2 | 20 | Except | 19 |  |  |  | 19 | 28 | Solarworld AG SW 130 Compact poly | 10-28 (19) | 3640 | 10 | 18 | 18 | 1 | 2
Solarworld AG SW 140 Compact poly | NA | 140 | 24.3 | 19.5 | 7.8 | 7.2 | 6.24 | -0.08019 | -0.06435 | -0.06435 | 28.6213 | 20.4687 | 22.9677 | 16.4255 | 7.4981 | 23 | 20 | 19 | 16 | 25 | 10 | 6 | 1 | 2 | 20 | Except | 19 | 19 | 19 | - | 17 | 26 | Solarworld AG SW 140 Compact poly | 10-26 (17-19) | 3640 | 10 | 16 | 16 | 1 | 2
Solarworld AG SW 150 Compact poly | NA | 150 | 24.5 | 20.1 | 8.1 | 7.5 | 6.48 | -0.08085 | -0.06633 | -0.06633 | 28.8569 | 20.6372 | 23.6745 | 16.9309 | 7.8096 | 22 | 20 | 19 | 15 | 24 | 10 | 6 | 1 | 2 | 20 | Except | 19 | 19 | 19 | - | 16 | 24 | Solarworld AG SW 150 Compact poly | 10-24 (16-19) | 3600 | 10 | 15 | 15 | 1 | 2
Solarworld AG SW 155 mono | 143.8 | 155 | 42.1 | 33.3 | 5.3 | 4.7 | 2.94 | -0.14735 | -0.11655 | -0.11655 | 50.0405 | 35.0599 | 39.5808 | 27.7315 | 4.8405 | 13 | 11 | 11 | 15 | 14 | 6 | 4 | 2 | 4 | 12 | OK | none | #NAME? |  | #NAME? | #NAME? | 24 | Solarworld AG SW 155 mono | 6-24 | 3720 | 6 | 11 | 19 | 2 | 4
Solarworld AG SW 155 poly | 143.8 | 155 | 43.3 | 34.8 | 4.9 | 4.5 | 3.06 | -0.15155 | -0.1218 | -0.1218 | 51.4669 | 36.0593 | 41.3637 | 28.9807 | 4.6462 | 12 | 11 | 11 | 15 | 13 | 6 | 4 | 2 | 4 | 12 | OK | none | #NAME? |  | #NAME? | #NAME? | 24 | Solarworld AG SW 155 poly | 6-24 | 3720 | 6 | 11 | 19 | 2 | 4
Solarworld AG SW 165 mono | 154 | 165 | 43.3 | 34.4 | 5.3 | 4.8 | 3.18 | -0.15155 | -0.1204 | -0.1204 | 51.4669 | 36.0593 | 40.8882 | 28.6476 | 4.9519 | 12 | 11 | 11 | 14 | 14 | 6 | 4 | 2 | 4 | 12 | OK | none | #NAME? |  | #NAME? | #NAME? | 22 | Solarworld AG SW 165 mono | 6-22 | 3630 | 6 | 11 | 17 | 2 | 4
Solarworld AG SW 165 poly | 154 | 165 | 43.9 | 35.5 | 5.1 | 4.6 | 3.18 | -0.15365 | -0.12425 | -0.12425 | 52.18 | 36.5589 | 42.1957 | 29.5636 | 4.7519 | 12 | 11 | 10 | 14 | 13 | 6 | 4 | 2 | 4 | 12 | Except | 11 |  |  |  | 11 | 22 | Solarworld AG SW 165 poly | 6-22 (11) | 3630 | 6 | 10 | 17 | 2 | 4
Solarworld AG SW 175 mono | 162.7 | 175 | 44.4 | 35.7 | 5.3 | 4.9 | 3.18 | -0.1554 | -0.12495 | -0.12495 | 52.7743 | 36.9753 | 42.4334 | 29.7302 | 5.0519 | 12 | 11 | 10 | 13 | 13 | 6 | 4 | 1 | 3 | 12 | Except | 11 |  |  |  | 11 | 21 | Solarworld AG SW 175 mono | 6-21 (11) | 3675 | 6 | 10 | 10 | 1 | 3
Solarworld AG SW 175 poly | 162.7 | 175 | 44.2 | 36 | 5.3 | 4.9 | 3.18 | -0.1547 | -0.126 | -0.126 | 52.5366 | 36.8088 | 42.79 | 29.98 | 5.0519 | 12 | 11 | 10 | 13 | 13 | 6 | 4 | 1 | 3 | 12 | Except | 11 |  |  |  | 11 | 21 | Solarworld AG SW 175 poly | 6-21 (11) | 3675 | 6 | 10 | 10 | 1 | 3
Solarworld AG SW 200 poly | NA | 200 | 36.2 | 28.6 | 7.6 | 7 | 6.08 | -0.11946 | -0.09438 | -0.09438 | 42.6376 | 30.4925 | 33.686 | 24.0907 | 7.2905 | 15 | 14 | 13 | 11 | 17 | 7 | 4 | 1 | 2 | 14 | Except | 13 | 13 | 13 | - | 12 | 18 | Solarworld AG SW 200 poly | 7-18 (12-13) | 3600 | 7 | 11 | 11 | 1 | 2
Solarworld AG SW 210 poly | NA | 210 | 36.4 | 29.2 | 7.8 | 7.2 | 6.24 | -0.12012 | -0.09636 | -0.09636 | 42.8731 | 30.6609 | 34.3927 | 24.5961 | 7.4981 | 15 | 13 | 13 | 11 | 16 | 7 | 4 | 1 | 2 | 14 | Except | 13 | 13 | 13 | - | 12 | 17 | Solarworld AG SW 210 poly | 7-17 (12-13) | 3570 | 7 | 11 | 11 | 1 | 2
Solarworld AG SW 220 poly | NA | 220 | 36.6 | 29.8 | 8 | 7.4 | 6.4 | -0.12078 | -0.09834 | -0.09834 | 43.1087 | 30.8294 | 35.0994 | 25.1015 | 7.7058 | 15 | 13 | 13 | 10 | 16 | 7 | 4 | 1 | 2 | 14 | Except | 13 | 13 | 13 | - | 11 | 17 | Solarworld AG SW 220 poly | 7-17 (11-13) | 3740 | 7 | 10 | 10 | 1 | 2
Solon 180/6+ | NA | 180 | 34.6 | 26.8 | 7.6 | 6.7 | 3.04 | -0.1211 | -0.0938 | -0.0938 | 41.1259 | 28.8141 | 31.8548 | 22.3184 | 6.8452 | 16 | 14 | 13 | 13 | 18 | 7 | 5 | 1 | 2 | 14 | OK | none | #NAME? |  | #NAME? | #NAME? | 20 | Solon 180/6+ | 7-20 | 3600 | 7 | 13 | 13 | 1 | 2
Solon 210/6+ | NA | 210 | 36.7 | 29.6 | 7.7 | 7.1 | 2.31 | -0.02485 | -0.020043 | -0.020043 | 38.0391 | 35.5127 | 30.6801 | 28.6424 | 7.2104 | 17 | 15 | 13 | 11 | 18 | 6 | 4 | 1 | 2 | 12 | OK | none | #NAME? |  | #NAME? | #NAME? | 17 | Solon 210/6+ | 6-17 | 3570 | 6 | 11 | 11 | 1 | 2
Solon 215/6+ | NA | 215 | 36.8 | 29.9 | 7.75 | 7.2 | 2.325 | -0.0252 | -0.020475 | -0.020475 | 38.158 | 35.596 | 31.0034 | 28.9217 | 7.3111 | 17 | 15 | 13 | 11 | 18 | 6 | 4 | 1 | 2 | 12 | OK | none | #NAME? |  | #NAME? | #NAME? | 17 | Solon 215/6+ | 6-17 | 3655 | 6 | 11 | 11 | 1 | 2
Solon 220/6+ | NA | 22 | 37 | 30.1 | 7.8 | 7.35 | 2.34 | -0.025725 | -0.020928 | -0.020928 | 38.3863 | 35.7709 | 31.2278 | 29.1001 | 7.4618 | 16 | 15 | 12 | 104 | 18 | 6 | 4 | 1 | 2 | 12 | OK | none | #NAME? |  | #NAME? | #NAME? | 166 | Solon 220/6+ | 6-166 | 3652 | 6 | 12 | 12 | 1 | 2
Solon 225/6+ | NA | 225 | 37.3 | 30.2 | 7.95 | 7.55 | 2.385 | -0.026425 | -0.021395 | -0.021395 | 38.724 | 36.0375 | 31.353 | 29.1778 | 7.6639 | 16 | 15 | 12 | 10 | 18 | 6 | 4 | 1 | 2 | 12 | Except | 11 |  |  |  | 11 | 16 | Solon 225/6+ | 6-16 (11) | 3600 | 6 | 10 | 10 | 1 | 2
Sunpower-200-BLK | NA | 200 | 47.8 | 40 | 5.4 | 5 | 2.2 | -0.1368 | -0.11448 | -0.11448 | 55.172 | 41.264 | 46.169 | 34.5305 | 5.1051 | 11 | 10 | 10 | 11 | 12 | 5 | 3 | 1 | 3 | 10 | OK | none | #NAME? |  | #NAME? | #NAME? | 18 | Sunpower-200-BLK | 5-18 | 3600 | 5 | 10 | 10 | 1 | 3
Sunpower-210-BLK | NA | 210 | 47.8 | 40 | 5.65 | 5.25 | 2.2 | -0.1368 | -0.11448 | -0.11448 | 55.172 | 41.264 | 46.169 | 34.5305 | 5.3551 | 11 | 10 | 10 | 11 | 12 | 5 | 3 | 1 | 3 | 10 | OK | none | #NAME? |  | #NAME? | #NAME? | 17 | Sunpower-210-BLK | 5-17 | 3570 | 5 | 10 | 10 | 1 | 3
SUNTECH STP150S-24/Ab-1 | NA | 150 | 43.2 | 34.4 | 4.87 | 4.36 | 2.922 | -0.155 | -0.12343 | -0.12343 | 51.5528 | 35.7944 | 41.0513 | 28.503 | 4.4996 | 12 | 11 | 11 | 15 | 14 | 6 | 4 | 2 | 4 | 12 | OK | none | #NAME? |  | #NAME? | #NAME? | 24 | SUNTECH STP150S-24/Ab-1 | 6-24 | 3600 | 6 | 11 | 19 | 2 | 4
SUNTECH STP160S-24/Ab-1 | NA | 160 | 43.2 | 34.4 | 5 | 4.65 | 3 | -0.155 | -0.12343 | -0.12343 | 51.5528 | 35.7944 | 41.0513 | 28.503 | 4.7933 | 12 | 11 | 11 | 14 | 14 | 6 | 4 | 2 | 4 | 12 | OK | none | #NAME? |  | #NAME? | #NAME? | 23 | SUNTECH STP160S-24/Ab-1 | 6-23 | 3680 | 6 | 11 | 18 | 2 | 4
SUNTECH STP170S-24/Ab-1 | NA | 170 | 43.8 | 35.2 | 5.14 | 4.83 | 3.084 | -0.155 | -0.12457 | -0.12457 | 52.1528 | 36.3944 | 41.9127 | 29.2485 | 4.9773 | 12 | 11 | 10 | 13 | 13 | 6 | 4 | 2 | 4 | 12 | Except | 11 |  |  |  | 11 | 21 | SUNTECH STP170S-24/Ab-1 | 6-21 (11) | 3570 | 6 | 10 | 17 | 2 | 4
SUNTECH STP175S-24/Ab-1 | NA | 175 | 44.2 | 35.2 | 5.2 | 4.95 | 3.12 | -0.155 | -0.12344 | -0.12344 | 52.5528 | 36.7944 | 41.852 | 29.3024 | 5.0991 | 12 | 11 | 10 | 13 | 13 | 6 | 4 | 1 | 3 | 12 | Except | 11 |  |  |  | 11 | 21 | SUNTECH STP175S-24/Ab-1 | 6-21 (11) | 3675 | 6 | 10 | 10 | 1 | 3
SUNTECH STP180S-24/Ab-1 | NA | 180 | 44.4 | 35.6 | 5.4 | 5.05 | 3.24 | -0.155 | -0.12428 | -0.12428 | 52.7528 | 36.9944 | 42.2973 | 29.6622 | 5.2048 | 12 | 11 | 10 | 13 | 13 | 6 | 4 | 1 | 3 | 12 | Except | 11 |  |  |  | 11 | 20 | SUNTECH STP180S-24/Ab-1 | 6-20 (11) | 3600 | 6 | 10 | 10 | 1 | 3
Total TE 1300/120 | NA | 120 | 21.8 | 17.8 | 7.5 | 6.8 | 2.4 | -0.02924 | -0.023875 | -0.023875 | 23.3757 | 20.403 | 19.0866 | 16.6593 | 6.9147 | 27 | 25 | 22 | 19 | 30 | 10 | 6 | 1 | 2 | 20 | OK | none | #NAME? |  | #NAME? | #NAME? | 30 | Total TE 1300/120 | 10-30 | 3600 | 10 | 19 | 19 | 1 | 2
Total TE 1300/125 | NA | 125 | 22 | 17.9 | 7.6 | 7 | 2.4 | -0.0301 | -0.02449 | -0.02449 | 23.6221 | 20.5619 | 19.2198 | 16.7299 | 7.1147 | 27 | 25 | 21 | 18 | 30 | 10 | 6 | 1 | 2 | 20 | Except | 19 |  |  |  | 19 | 29 | Total TE 1300/125 | 10-29 (19) | 3625 | 10 | 18 | 18 | 1 | 2
Total TE 1300/130 | NA | 130 | 22.2 | 18 | 7.8 | 7.3 | 2.4 | -0.03139 | -0.025451 | -0.025451 | 23.8916 | 20.7003 | 19.3715 | 16.784 | 7.4147 | 27 | 25 | 21 | 18 | 29 | 10 | 6 | 1 | 2 | 20 | Except | 19 |  |  |  | 19 | 28 | Total TE 1300/130 | 10-28 (19) | 3640 | 10 | 18 | 18 | 1 | 2
Total TE 1300/135 | NA | 135 | 22.3 | 18.1 | 7.9 | 7.5 | 2.4 | -0.03225 | -0.026176 | -0.026176 | 24.0379 | 20.7592 | 19.5106 | 16.8494 | 7.6147 | 27 | 24 | 21 | 17 | 29 | 10 | 6 | 1 | 2 | 20 | Except | 19 | 19 | 19 | - | 18 | 27 | Total TE 1300/135 | 10-27 (18-19) | 3645 | 10 | 17 | 17 | 1 | 2
Total TE 1300/140 | NA | 140 | 22.4 | 18.2 | 8 | 7.7 | 2.4 | -0.03311 | -0.026902 | -0.026902 | 24.1843 | 20.8181 | 19.6497 | 16.9147 | 7.8147 | 26 | 24 | 21 | 16 | 29 | 10 | 6 | 1 | 2 | 20 | Except | 19 | 19 | 19 | - | 17 | 26 | Total TE 1300/140 | 10-26 (17-19) | 3640 | 10 | 16 | 16 | 1 | 2
Total TE 2000/170 | NA | 170 | 32.6 | 26.4 | 7.4 | 6.5 | 2.4 | -0.02795 | -0.022634 | -0.022634 | 34.1062 | 31.2646 | 27.6197 | 25.3186 | 6.6147 | 19 | 17 | 14 | 13 | 20 | 7 | 4 | 1 | 3 | 14 | OK | none | #NAME? |  | #NAME? | #NAME? | 21 | Total TE 2000/170 | 7-21 | 3570 | 7 | 13 | 13 | 1 | 3
Total TE 2000/180 | NA | 180 | 32.8 | 26.6 | 7.6 | 6.8 | 2.4 | -0.02924 | -0.023713 | -0.023713 | 34.3757 | 31.403 | 27.8779 | 25.467 | 6.9147 | 19 | 17 | 14 | 13 | 20 | 7 | 4 | 1 | 2 | 14 | OK | none | #NAME? |  | #NAME? | #NAME? | 20 | Total TE 2000/180 | 7-20 | 3600 | 7 | 13 | 13 | 1 | 2
Total TE 2000/190 | NA | 190 | 33.1 | 26.8 | 7.7 | 7.1 | 2.4 | -0.03053 | -0.024719 | -0.024719 | 34.7452 | 31.6413 | 28.1321 | 25.619 | 7.2147 | 18 | 17 | 14 | 12 | 20 | 7 | 4 | 1 | 2 | 14 | Except | 13 |  |  |  | 13 | 19 | Total TE 2000/190 | 7-19 (13) | 3610 | 7 | 12 | 12 | 1 | 2
Total TE 2000/200 | NA | 200 | 33.4 | 27.1 | 7.9 | 7.4 | 2.4 | -0.03182 | -0.025818 | -0.025818 | 35.1147 | 31.8797 | 28.4913 | 25.8665 | 7.5147 | 18 | 17 | 14 | 11 | 20 | 7 | 4 | 1 | 2 | 14 | Except | 13 | 13 | 13 | - | 12 | 18 | Total TE 2000/200 | 7-18 (12-13) | 3600 | 7 | 11 | 11 | 1 | 2
Total TE 2000/210 | NA | 210 | 33.6 | 27.3 | 8 | 7.7 | 2.4 | -0.03311 | -0.026902 | -0.026902 | 35.3843 | 32.0181 | 28.7497 | 26.0147 | 7.8147 | 18 | 16 | 14 | 11 | 20 | 7 | 4 | 1 | 2 | 14 | Except | 13 | 13 | 13 | - | 12 | 17 | Total TE 2000/210 | 7-17 (12-13) | 3570 | 7 | 11 | 11 | 1 | 2
UniSolar-ES-124T | 117.4 | 124 | 42 | 30 | 5.1 | 4.1 | 5.1 | -0.1596 | -0.114 | -0.114 | 50.6007 | 34.3747 | 36.1433 | 24.5533 | 4.3437 | 14 | 11 | 11 | 18 | 16 | 6 | 4 | 2 | 4 | 12 | OK | none | #NAME? |  | #NAME? | #NAME? | 29 | UniSolar-ES-124T | 6-29 | 3596 | 6 | 11 | 11 | 2 | 4
UniSolar-ES-62T | 58.7 | 62 | 21 | 15 | 5.1 | 4.1 | 5.1 | -0.0798 | -0.057 | -0.057 | 25.3003 | 17.1873 | 18.0717 | 12.2767 | 4.3437 | 29 | 23 | 22 | 37 | 32 | 12 | 8 | 2 | 4 | 24 | Except | 23 |  |  |  | 23 | 59 | UniSolar-ES-62T | 12-59 (23) | 3658 | 12 | 22 | 22 | 2 | 4
UniSolar-PVL-124 | 117.4 | 124 | 42 | 30 | 5.1 | 4.1 | 5.1 | -0.1596 | -0.114 | -0.114 | 50.6007 | 34.3747 | 36.1433 | 24.5533 | 4.3437 | 14 | 11 | 11 | 18 | 16 | 6 | 4 | 2 | 4 | 12 | OK | none | #NAME? |  | #NAME? | #NAME? | 29 | UniSolar-PVL-124 | 6-29 | 3596 | 6 | 11 | 11 | 2 | 4
UniSolar-PVL-136 | NA | 136 | 46.2 | 33 | 5.1 | 4.1 | 5.1 | -0.17556 | -0.1254 | -0.1254 | 55.6607 | 37.8121 | 39.7577 | 27.0087 | 4.3437 | 13 | 10 | 10 | 17 | 14 | 6 | 4 | 2 | 4 | 12 | Except | 11 |  |  |  | 11 | 27 | UniSolar-PVL-136 | 6-27 (11) | 3672 | 6 | 10 | 10 | 2 | 4
UniSolar-PVL-31 | 29.3 | 31 | 10.5 | 7.5 | 5.1 | 4.1 | 5.1 | -0.0399 | -0.0285 | -0.0285 | 12.6502 | 8.5937 | 9.0358 | 6.1383 | 4.3437 | 58 | 47 | 45 | 74 | 64 | 24 | 15 | 2 | 4 | 48 | Except | 47 | 47 | 47 | - | 46 | 118 | UniSolar-PVL-31 | 24-118 (46-47) | 3658 | 24 | 45 | 45 | 2 | 4
UniSolar-PVL-62 | 58.7 | 62 | 21 | 15 | 5.1 | 4.1 | 5.1 | -0.0798 | -0.057 | -0.057 | 25.3003 | 17.1873 | 18.0717 | 12.2767 | 4.3437 | 29 | 23 | 22 | 37 | 32 | 12 | 8 | 2 | 4 | 24 | Except | 23 |  |  |  | 23 | 59 | UniSolar-PVL-62 | 12-59 (23) | 3658 | 12 | 22 | 22 | 2 | 4
UniSolar-PVL-68 | 64.4 | 68 | 23.1 | 16.5 | 5.1 | 4.1 | 5.1 | -0.08778 | -0.0627 | -0.0627 | 27.8304 | 18.9061 | 19.8788 | 13.5043 | 4.3437 | 26 | 21 | 20 | 34 | 29 | 11 | 7 | 2 | 4 | 22 | Except | 21 |  |  |  | 21 | 54 | UniSolar-PVL-68 | 11-54 (21) | 3672 | 11 | 20 | 20 | 2 | 4
UniSolar-PVL-93 | 88.1 | 93 | 31.5 | 22.5 | 5.1 | 4.1 | 5.1 | -0.1197 | -0.0855 | -0.0855 | 37.9505 | 25.781 | 27.1075 | 18.415 | 4.3437 | 19 | 15 | 15 | 25 | 21 | 8 | 5 | 2 | 4 | 16 | OK | none | #NAME? |  | #NAME? | #NAME? | 39 | UniSolar-PVL-93 | 8-39 | 3627 | 8 | 15 | 15 | 2 | 4

## Results_Matrix
Inverter Loading Table (Watts)
|  |  |  | Solar Module |  |  |  | KyoceraKC130GT |  | Max Temp |  | 100 | F |  | Blue Text: | MPPT PV Power may be too high
| Parallel Strings | Modules in Series | MPPT2 Power | STC Power Rating |  |  |  | 130 |  | Min Temp |  | -20 | F |  | Yellow Text: | Total PV Power may be too high
|  |  |  | Target Max Inverter Loading: |  |  |  | 3647.4164 | [6 empty] | Green Text: | Total PV Power okay (but watch out for Blue Text)
|  |  |  | Target Max MPPT Loading: |  |  |  | 2285.7143 | [6 empty] | Red Text: | No configuration possible
|  |  |  | MPPT1 | [12 empty] | MPPT1 | [12 empty] | MPPT1
Parallel Strings |  |  |  | 1 | 1 | 1 | 1 | 1 | 1 | 1 | 1 | 1 | 1 | 1 | 1 | 1 | 0 | 0 | 0 | 0 | 0 | 0 | 0 | 0 | 0 | 0 | 0 | 0 | 0 | 0 | 0 | 0 | 0 | 0 | 0 | 0 | 0 | 0 | 0 | 0 | 0 | 0
Modules in Series |  |  |  | 12 | 13 | 14 | 15 | 16 | 17 | 18 | 0 | 0 | 0 | 0 | 0 | 0 | 12 | 13 | 14 | 15 | 16 | 17 | 18 | 0 | 0 | 0 | 0 | 0 | 0 | 12 | 13 | 14 | 15 | 16 | 17 | 18 | 0 | 0 | 0 | 0 | 0 | 0
MPPT1 Power |  |  |  | 1560 | 1690 | 1820 | 1950 | 2080 | 2210 | 2340 | 0 | 0 | 0 | 0 | 0 | 0 | 0 | 0 | 0 | 0 | 0 | 0 | 0 | 0 | 0 | 0 | 0 | 0 | 0 | 0 | 0 | 0 | 0 | 0 | 0 | 0 | 0 | 0 | 0 | 0 | 0 | 0
MPPT2 | 1 | 12 | 1560 | 3120 | 3250 | 3380 | 3510 | 3640 | 3770 | 3900 | 1560 | 1560 | 1560 | 1560 | 1560 | 1560 | 1560 | 1560 | 1560 | 1560 | 1560 | 1560 | 1560 | 1560 | 1560 | 1560 | 1560 | 1560 | 1560 | 1560 | 1560 | 1560 | 1560 | 1560 | 1560 | 1560 | 1560 | 1560 | 1560 | 1560 | 1560 | 1560
| 1 | 13 | 1690 | 3250 | 3380 | 3510 | 3640 | 3770 | 3900 | 4030 | 1690 | 1690 | 1690 | 1690 | 1690 | 1690 | 1690 | 1690 | 1690 | 1690 | 1690 | 1690 | 1690 | 1690 | 1690 | 1690 | 1690 | 1690 | 1690 | 1690 | 1690 | 1690 | 1690 | 1690 | 1690 | 1690 | 1690 | 1690 | 1690 | 1690 | 1690 | 1690
| 1 | 14 | 1820 | 3380 | 3510 | 3640 | 3770 | 3900 | 4030 | 4160 | 1820 | 1820 | 1820 | 1820 | 1820 | 1820 | 1820 | 1820 | 1820 | 1820 | 1820 | 1820 | 1820 | 1820 | 1820 | 1820 | 1820 | 1820 | 1820 | 1820 | 1820 | 1820 | 1820 | 1820 | 1820 | 1820 | 1820 | 1820 | 1820 | 1820 | 1820 | 1820
| 1 | 15 | 1950 | 3510 | 3640 | 3770 | 3900 | 4030 | 4160 | 4290 | 1950 | 1950 | 1950 | 1950 | 1950 | 1950 | 1950 | 1950 | 1950 | 1950 | 1950 | 1950 | 1950 | 1950 | 1950 | 1950 | 1950 | 1950 | 1950 | 1950 | 1950 | 1950 | 1950 | 1950 | 1950 | 1950 | 1950 | 1950 | 1950 | 1950 | 1950 | 1950
| 1 | 16 | 2080 | 3640 | 3770 | 3900 | 4030 | 4160 | 4290 | 4420 | 2080 | 2080 | 2080 | 2080 | 2080 | 2080 | 2080 | 2080 | 2080 | 2080 | 2080 | 2080 | 2080 | 2080 | 2080 | 2080 | 2080 | 2080 | 2080 | 2080 | 2080 | 2080 | 2080 | 2080 | 2080 | 2080 | 2080 | 2080 | 2080 | 2080 | 2080 | 2080
| 1 | 17 | 2210 | 3770 | 3900 | 4030 | 4160 | 4290 | 4420 | 4550 | 2210 | 2210 | 2210 | 2210 | 2210 | 2210 | 2210 | 2210 | 2210 | 2210 | 2210 | 2210 | 2210 | 2210 | 2210 | 2210 | 2210 | 2210 | 2210 | 2210 | 2210 | 2210 | 2210 | 2210 | 2210 | 2210 | 2210 | 2210 | 2210 | 2210 | 2210 | 2210
| 1 | 18 | 2340 | 3900 | 4030 | 4160 | 4290 | 4420 | 4550 | 4680 | 2340 | 2340 | 2340 | 2340 | 2340 | 2340 | 2340 | 2340 | 2340 | 2340 | 2340 | 2340 | 2340 | 2340 | 2340 | 2340 | 2340 | 2340 | 2340 | 2340 | 2340 | 2340 | 2340 | 2340 | 2340 | 2340 | 2340 | 2340 | 2340 | 2340 | 2340 | 2340
| 1 | 0 | 0 | 1560 | 1690 | 1820 | 1950 | 2080 | 2210 | 2340 | 0 | 0 | 0 | 0 | 0 | 0 | 0 | 0 | 0 | 0 | 0 | 0 | 0 | 0 | 0 | 0 | 0 | 0 | 0 | 0 | 0 | 0 | 0 | 0 | 0 | 0 | 0 | 0 | 0 | 0 | 0 | 0
| 1 | 0 | 0 | 1560 | 1690 | 1820 | 1950 | 2080 | 2210 | 2340 | 0 | 0 | 0 | 0 | 0 | 0 | 0 | 0 | 0 | 0 | 0 | 0 | 0 | 0 | 0 | 0 | 0 | 0 | 0 | 0 | 0 | 0 | 0 | 0 | 0 | 0 | 0 | 0 | 0 | 0 | 0 | 0
| 1 | 0 | 0 | 1560 | 1690 | 1820 | 1950 | 2080 | 2210 | 2340 | 0 | 0 | 0 | 0 | 0 | 0 | 0 | 0 | 0 | 0 | 0 | 0 | 0 | 0 | 0 | 0 | 0 | 0 | 0 | 0 | 0 | 0 | 0 | 0 | 0 | 0 | 0 | 0 | 0 | 0 | 0 | 0
| 1 | 0 | 0 | 1560 | 1690 | 1820 | 1950 | 2080 | 2210 | 2340 | 0 | 0 | 0 | 0 | 0 | 0 | 0 | 0 | 0 | 0 | 0 | 0 | 0 | 0 | 0 | 0 | 0 | 0 | 0 | 0 | 0 | 0 | 0 | 0 | 0 | 0 | 0 | 0 | 0 | 0 | 0 | 0
| 1 | 0 | 0 | 1560 | 1690 | 1820 | 1950 | 2080 | 2210 | 2340 | 0 | 0 | 0 | 0 | 0 | 0 | 0 | 0 | 0 | 0 | 0 | 0 | 0 | 0 | 0 | 0 | 0 | 0 | 0 | 0 | 0 | 0 | 0 | 0 | 0 | 0 | 0 | 0 | 0 | 0 | 0 | 0
| 1 | 0 | 0 | 1560 | 1690 | 1820 | 1950 | 2080 | 2210 | 2340 | 0 | 0 | 0 | 0 | 0 | 0 | 0 | 0 | 0 | 0 | 0 | 0 | 0 | 0 | 0 | 0 | 0 | 0 | 0 | 0 | 0 | 0 | 0 | 0 | 0 | 0 | 0 | 0 | 0 | 0 | 0 | 0
MPPT2 | 0 | 12 | 0 | 1560 | 1690 | 1820 | 1950 | 2080 | 2210 | 2340 | 0 | 0 | 0 | 0 | 0 | 0 | 0 | 0 | 0 | 0 | 0 | 0 | 0 | 0 | 0 | 0 | 0 | 0 | 0 | 0 | 0 | 0 | 0 | 0 | 0 | 0 | 0 | 0 | 0 | 0 | 0 | 0
| 0 | 13 | 0 | 1560 | 1690 | 1820 | 1950 | 2080 | 2210 | 2340 | 0 | 0 | 0 | 0 | 0 | 0 | 0 | 0 | 0 | 0 | 0 | 0 | 0 | 0 | 0 | 0 | 0 | 0 | 0 | 0 | 0 | 0 | 0 | 0 | 0 | 0 | 0 | 0 | 0 | 0 | 0 | 0
| 0 | 14 | 0 | 1560 | 1690 | 1820 | 1950 | 2080 | 2210 | 2340 | 0 | 0 | 0 | 0 | 0 | 0 | 0 | 0 | 0 | 0 | 0 | 0 | 0 | 0 | 0 | 0 | 0 | 0 | 0 | 0 | 0 | 0 | 0 | 0 | 0 | 0 | 0 | 0 | 0 | 0 | 0 | 0
| 0 | 15 | 0 | 1560 | 1690 | 1820 | 1950 | 2080 | 2210 | 2340 | 0 | 0 | 0 | 0 | 0 | 0 | 0 | 0 | 0 | 0 | 0 | 0 | 0 | 0 | 0 | 0 | 0 | 0 | 0 | 0 | 0 | 0 | 0 | 0 | 0 | 0 | 0 | 0 | 0 | 0 | 0 | 0
| 0 | 16 | 0 | 1560 | 1690 | 1820 | 1950 | 2080 | 2210 | 2340 | 0 | 0 | 0 | 0 | 0 | 0 | 0 | 0 | 0 | 0 | 0 | 0 | 0 | 0 | 0 | 0 | 0 | 0 | 0 | 0 | 0 | 0 | 0 | 0 | 0 | 0 | 0 | 0 | 0 | 0 | 0 | 0
| 0 | 17 | 0 | 1560 | 1690 | 1820 | 1950 | 2080 | 2210 | 2340 | 0 | 0 | 0 | 0 | 0 | 0 | 0 | 0 | 0 | 0 | 0 | 0 | 0 | 0 | 0 | 0 | 0 | 0 | 0 | 0 | 0 | 0 | 0 | 0 | 0 | 0 | 0 | 0 | 0 | 0 | 0 | 0
| 0 | 18 | 0 | 1560 | 1690 | 1820 | 1950 | 2080 | 2210 | 2340 | 0 | 0 | 0 | 0 | 0 | 0 | 0 | 0 | 0 | 0 | 0 | 0 | 0 | 0 | 0 | 0 | 0 | 0 | 0 | 0 | 0 | 0 | 0 | 0 | 0 | 0 | 0 | 0 | 0 | 0 | 0 | 0
| 0 | 0 | 0 | 1560 | 1690 | 1820 | 1950 | 2080 | 2210 | 2340 | 0 | 0 | 0 | 0 | 0 | 0 | 0 | 0 | 0 | 0 | 0 | 0 | 0 | 0 | 0 | 0 | 0 | 0 | 0 | 0 | 0 | 0 | 0 | 0 | 0 | 0 | 0 | 0 | 0 | 0 | 0 | 0
| 0 | 0 | 0 | 1560 | 1690 | 1820 | 1950 | 2080 | 2210 | 2340 | 0 | 0 | 0 | 0 | 0 | 0 | 0 | 0 | 0 | 0 | 0 | 0 | 0 | 0 | 0 | 0 | 0 | 0 | 0 | 0 | 0 | 0 | 0 | 0 | 0 | 0 | 0 | 0 | 0 | 0 | 0 | 0
| 0 | 0 | 0 | 1560 | 1690 | 1820 | 1950 | 2080 | 2210 | 2340 | 0 | 0 | 0 | 0 | 0 | 0 | 0 | 0 | 0 | 0 | 0 | 0 | 0 | 0 | 0 | 0 | 0 | 0 | 0 | 0 | 0 | 0 | 0 | 0 | 0 | 0 | 0 | 0 | 0 | 0 | 0 | 0
| 0 | 0 | 0 | 1560 | 1690 | 1820 | 1950 | 2080 | 2210 | 2340 | 0 | 0 | 0 | 0 | 0 | 0 | 0 | 0 | 0 | 0 | 0 | 0 | 0 | 0 | 0 | 0 | 0 | 0 | 0 | 0 | 0 | 0 | 0 | 0 | 0 | 0 | 0 | 0 | 0 | 0 | 0 | 0
| 0 | 0 | 0 | 1560 | 1690 | 1820 | 1950 | 2080 | 2210 | 2340 | 0 | 0 | 0 | 0 | 0 | 0 | 0 | 0 | 0 | 0 | 0 | 0 | 0 | 0 | 0 | 0 | 0 | 0 | 0 | 0 | 0 | 0 | 0 | 0 | 0 | 0 | 0 | 0 | 0 | 0 | 0 | 0
| 0 | 0 | 0 | 1560 | 1690 | 1820 | 1950 | 2080 | 2210 | 2340 | 0 | 0 | 0 | 0 | 0 | 0 | 0 | 0 | 0 | 0 | 0 | 0 | 0 | 0 | 0 | 0 | 0 | 0 | 0 | 0 | 0 | 0 | 0 | 0 | 0 | 0 | 0 | 0 | 0 | 0 | 0 | 0
MPPT2 | 0 | 12 | 0 | 1560 | 1690 | 1820 | 1950 | 2080 | 2210 | 2340 | 0 | 0 | 0 | 0 | 0 | 0 | 0 | 0 | 0 | 0 | 0 | 0 | 0 | 0 | 0 | 0 | 0 | 0 | 0 | 0 | 0 | 0 | 0 | 0 | 0 | 0 | 0 | 0 | 0 | 0 | 0 | 0
| 0 | 13 | 0 | 1560 | 1690 | 1820 | 1950 | 2080 | 2210 | 2340 | 0 | 0 | 0 | 0 | 0 | 0 | 0 | 0 | 0 | 0 | 0 | 0 | 0 | 0 | 0 | 0 | 0 | 0 | 0 | 0 | 0 | 0 | 0 | 0 | 0 | 0 | 0 | 0 | 0 | 0 | 0 | 0
| 0 | 14 | 0 | 1560 | 1690 | 1820 | 1950 | 2080 | 2210 | 2340 | 0 | 0 | 0 | 0 | 0 | 0 | 0 | 0 | 0 | 0 | 0 | 0 | 0 | 0 | 0 | 0 | 0 | 0 | 0 | 0 | 0 | 0 | 0 | 0 | 0 | 0 | 0 | 0 | 0 | 0 | 0 | 0
| 0 | 15 | 0 | 1560 | 1690 | 1820 | 1950 | 2080 | 2210 | 2340 | 0 | 0 | 0 | 0 | 0 | 0 | 0 | 0 | 0 | 0 | 0 | 0 | 0 | 0 | 0 | 0 | 0 | 0 | 0 | 0 | 0 | 0 | 0 | 0 | 0 | 0 | 0 | 0 | 0 | 0 | 0 | 0
| 0 | 16 | 0 | 1560 | 1690 | 1820 | 1950 | 2080 | 2210 | 2340 | 0 | 0 | 0 | 0 | 0 | 0 | 0 | 0 | 0 | 0 | 0 | 0 | 0 | 0 | 0 | 0 | 0 | 0 | 0 | 0 | 0 | 0 | 0 | 0 | 0 | 0 | 0 | 0 | 0 | 0 | 0 | 0
| 0 | 17 | 0 | 1560 | 1690 | 1820 | 1950 | 2080 | 2210 | 2340 | 0 | 0 | 0 | 0 | 0 | 0 | 0 | 0 | 0 | 0 | 0 | 0 | 0 | 0 | 0 | 0 | 0 | 0 | 0 | 0 | 0 | 0 | 0 | 0 | 0 | 0 | 0 | 0 | 0 | 0 | 0 | 0
| 0 | 18 | 0 | 1560 | 1690 | 1820 | 1950 | 2080 | 2210 | 2340 | 0 | 0 | 0 | 0 | 0 | 0 | 0 | 0 | 0 | 0 | 0 | 0 | 0 | 0 | 0 | 0 | 0 | 0 | 0 | 0 | 0 | 0 | 0 | 0 | 0 | 0 | 0 | 0 | 0 | 0 | 0 | 0
| 0 | 0 | 0 | 1560 | 1690 | 1820 | 1950 | 2080 | 2210 | 2340 | 0 | 0 | 0 | 0 | 0 | 0 | 0 | 0 | 0 | 0 | 0 | 0 | 0 | 0 | 0 | 0 | 0 | 0 | 0 | 0 | 0 | 0 | 0 | 0 | 0 | 0 | 0 | 0 | 0 | 0 | 0 | 0
| 0 | 0 | 0 | 1560 | 1690 | 1820 | 1950 | 2080 | 2210 | 2340 | 0 | 0 | 0 | 0 | 0 | 0 | 0 | 0 | 0 | 0 | 0 | 0 | 0 | 0 | 0 | 0 | 0 | 0 | 0 | 0 | 0 | 0 | 0 | 0 | 0 | 0 | 0 | 0 | 0 | 0 | 0 | 0
| 0 | 0 | 0 | 1560 | 1690 | 1820 | 1950 | 2080 | 2210 | 2340 | 0 | 0 | 0 | 0 | 0 | 0 | 0 | 0 | 0 | 0 | 0 | 0 | 0 | 0 | 0 | 0 | 0 | 0 | 0 | 0 | 0 | 0 | 0 | 0 | 0 | 0 | 0 | 0 | 0 | 0 | 0 | 0
| 0 | 0 | 0 | 1560 | 1690 | 1820 | 1950 | 2080 | 2210 | 2340 | 0 | 0 | 0 | 0 | 0 | 0 | 0 | 0 | 0 | 0 | 0 | 0 | 0 | 0 | 0 | 0 | 0 | 0 | 0 | 0 | 0 | 0 | 0 | 0 | 0 | 0 | 0 | 0 | 0 | 0 | 0 | 0
| 0 | 0 | 0 | 1560 | 1690 | 1820 | 1950 | 2080 | 2210 | 2340 | 0 | 0 | 0 | 0 | 0 | 0 | 0 | 0 | 0 | 0 | 0 | 0 | 0 | 0 | 0 | 0 | 0 | 0 | 0 | 0 | 0 | 0 | 0 | 0 | 0 | 0 | 0 | 0 | 0 | 0 | 0 | 0
| 0 | 0 | 0 | 1560 | 1690 | 1820 | 1950 | 2080 | 2210 | 2340 | 0 | 0 | 0 | 0 | 0 | 0 | 0 | 0 | 0 | 0 | 0 | 0 | 0 | 0 | 0 | 0 | 0 | 0 | 0 | 0 | 0 | 0 | 0 | 0 | 0 | 0 | 0 | 0 | 0 | 0 | 0 | 0
| Parallel Strings | Modules in Series | MPPT2 Power | Inverter Loading Table (# of Modules) | [8 empty] | Solar Module |  |  | KyoceraKC130GT | Max Temp |  | 100 | F
[13 empty] | Max # of Modules |  |  | 28 | Min Temp |  | 100 | F
|  |  |  | MPPT1 | [12 empty] | MPPT1 | [12 empty] | MPPT1
Parallel Strings |  |  |  | 1 | 1 | 1 | 1 | 1 | 1 | 1 | 1 | 1 | 1 | 1 | 1 | 1 | 0 | 0 | 0 | 0 | 0 | 0 | 0 | 0 | 0 | 0 | 0 | 0 | 0 | 0 | 0 | 0 | 0 | 0 | 0 | 0 | 0
Modules in Series |  |  |  | 12 | 13 | 14 | 15 | 16 | 17 | 18 | 0 | 0 | 0 | 0 | 0 | 0 | 12 | 13 | 14 | 15 | 16 | 17 | 18 | 0 | 0 | 0 | 0 | 0 | 0 | 12 | 13 | 14 | 15 | 16 | 17 | 18 | 0
MPPT1 Power |  |  |  | 12 | 13 | 14 | 15 | 16 | 17 | 18 | 0 | 0 | 0 | 0 | 0 | 0 | 0 | 0 | 0 | 0 | 0 | 0 | 0 | 0 | 0 | 0 | 0 | 0 | 0 | 0 | 0 | 0 | 0 | 0 | 0 | 0 | 0 | 0 | 0 | 0 | 0 | 0
MPPT2 | 1 | 12 | 12 | 24 | 25 | 26 | 27 | 28 | 29 | 30 | 12 | 12 | 12 | 12 | 12 | 12 | 12 | 12 | 12 | 12 | 12 | 12 | 12 | 12 | 12 | 12 | 12 | 12 | 12 | 12 | 12 | 12 | 12 | 12 | 12 | 12 | 12 | 12 | 12 | 12 | 12 | 12
| 1 | 13 | 13 | 25 | 26 | 27 | 28 | 29 | 30 | 31 | 13 | 13 | 13 | 13 | 13 | 13 | 13 | 13 | 13 | 13 | 13 | 13 | 13 | 13 | 13 | 13 | 13 | 13 | 13 | 13 | 13 | 13 | 13 | 13 | 13 | 13 | 13 | 13 | 13 | 13 | 13 | 13
| 1 | 14 | 14 | 26 | 27 | 28 | 29 | 30 | 31 | 32 | 14 | 14 | 14 | 14 | 14 | 14 | 14 | 14 | 14 | 14 | 14 | 14 | 14 | 14 | 14 | 14 | 14 | 14 | 14 | 14 | 14 | 14 | 14 | 14 | 14 | 14 | 14 | 14 | 14 | 14 | 14 | 14
| 1 | 15 | 15 | 27 | 28 | 29 | 30 | 31 | 32 | 33 | 15 | 15 | 15 | 15 | 15 | 15 | 15 | 15 | 15 | 15 | 15 | 15 | 15 | 15 | 15 | 15 | 15 | 15 | 15 | 15 | 15 | 15 | 15 | 15 | 15 | 15 | 15 | 15 | 15 | 15 | 15 | 15
| 1 | 16 | 16 | 28 | 29 | 30 | 31 | 32 | 33 | 34 | 16 | 16 | 16 | 16 | 16 | 16 | 16 | 16 | 16 | 16 | 16 | 16 | 16 | 16 | 16 | 16 | 16 | 16 | 16 | 16 | 16 | 16 | 16 | 16 | 16 | 16 | 16 | 16 | 16 | 16 | 16 | 16
| 1 | 17 | 17 | 29 | 30 | 31 | 32 | 33 | 34 | 35 | 17 | 17 | 17 | 17 | 17 | 17 | 17 | 17 | 17 | 17 | 17 | 17 | 17 | 17 | 17 | 17 | 17 | 17 | 17 | 17 | 17 | 17 | 17 | 17 | 17 | 17 | 17 | 17 | 17 | 17 | 17 | 17
| 1 | 18 | 18 | 30 | 31 | 32 | 33 | 34 | 35 | 36 | 18 | 18 | 18 | 18 | 18 | 18 | 18 | 18 | 18 | 18 | 18 | 18 | 18 | 18 | 18 | 18 | 18 | 18 | 18 | 18 | 18 | 18 | 18 | 18 | 18 | 18 | 18 | 18 | 18 | 18 | 18 | 18
| 1 | 0 | 0 | 12 | 13 | 14 | 15 | 16 | 17 | 18 | 0 | 0 | 0 | 0 | 0 | 0 | 0 | 0 | 0 | 0 | 0 | 0 | 0 | 0 | 0 | 0 | 0 | 0 | 0 | 0 | 0 | 0 | 0 | 0 | 0 | 0 | 0 | 0 | 0 | 0 | 0 | 0
| 1 | 0 | 0 | 12 | 13 | 14 | 15 | 16 | 17 | 18 | 0 | 0 | 0 | 0 | 0 | 0 | 0 | 0 | 0 | 0 | 0 | 0 | 0 | 0 | 0 | 0 | 0 | 0 | 0 | 0 | 0 | 0 | 0 | 0 | 0 | 0 | 0 | 0 | 0 | 0 | 0 | 0
| 1 | 0 | 0 | 12 | 13 | 14 | 15 | 16 | 17 | 18 | 0 | 0 | 0 | 0 | 0 | 0 | 0 | 0 | 0 | 0 | 0 | 0 | 0 | 0 | 0 | 0 | 0 | 0 | 0 | 0 | 0 | 0 | 0 | 0 | 0 | 0 | 0 | 0 | 0 | 0 | 0 | 0
| 1 | 0 | 0 | 12 | 13 | 14 | 15 | 16 | 17 | 18 | 0 | 0 | 0 | 0 | 0 | 0 | 0 | 0 | 0 | 0 | 0 | 0 | 0 | 0 | 0 | 0 | 0 | 0 | 0 | 0 | 0 | 0 | 0 | 0 | 0 | 0 | 0 | 0 | 0 | 0 | 0 | 0
| 1 | 0 | 0 | 12 | 13 | 14 | 15 | 16 | 17 | 18 | 0 | 0 | 0 | 0 | 0 | 0 | 0 | 0 | 0 | 0 | 0 | 0 | 0 | 0 | 0 | 0 | 0 | 0 | 0 | 0 | 0 | 0 | 0 | 0 | 0 | 0 | 0 | 0 | 0 | 0 | 0 | 0
| 1 | 0 | 0 | 12 | 13 | 14 | 15 | 16 | 17 | 18 | 0 | 0 | 0 | 0 | 0 | 0 | 0 | 0 | 0 | 0 | 0 | 0 | 0 | 0 | 0 | 0 | 0 | 0 | 0 | 0 | 0 | 0 | 0 | 0 | 0 | 0 | 0 | 0 | 0 | 0 | 0 | 0
MPPT2 | 0 | 12 | 0 | 12 | 13 | 14 | 15 | 16 | 17 | 18 | 0 | 0 | 0 | 0 | 0 | 0 | 0 | 0 | 0 | 0 | 0 | 0 | 0 | 0 | 0 | 0 | 0 | 0 | 0 | 0 | 0 | 0 | 0 | 0 | 0 | 0 | 0 | 0 | 0 | 0 | 0 | 0
| 0 | 13 | 0 | 12 | 13 | 14 | 15 | 16 | 17 | 18 | 0 | 0 | 0 | 0 | 0 | 0 | 0 | 0 | 0 | 0 | 0 | 0 | 0 | 0 | 0 | 0 | 0 | 0 | 0 | 0 | 0 | 0 | 0 | 0 | 0 | 0 | 0 | 0 | 0 | 0 | 0 | 0
| 0 | 14 | 0 | 12 | 13 | 14 | 15 | 16 | 17 | 18 | 0 | 0 | 0 | 0 | 0 | 0 | 0 | 0 | 0 | 0 | 0 | 0 | 0 | 0 | 0 | 0 | 0 | 0 | 0 | 0 | 0 | 0 | 0 | 0 | 0 | 0 | 0 | 0 | 0 | 0 | 0 | 0
| 0 | 15 | 0 | 12 | 13 | 14 | 15 | 16 | 17 | 18 | 0 | 0 | 0 | 0 | 0 | 0 | 0 | 0 | 0 | 0 | 0 | 0 | 0 | 0 | 0 | 0 | 0 | 0 | 0 | 0 | 0 | 0 | 0 | 0 | 0 | 0 | 0 | 0 | 0 | 0 | 0 | 0
| 0 | 16 | 0 | 12 | 13 | 14 | 15 | 16 | 17 | 18 | 0 | 0 | 0 | 0 | 0 | 0 | 0 | 0 | 0 | 0 | 0 | 0 | 0 | 0 | 0 | 0 | 0 | 0 | 0 | 0 | 0 | 0 | 0 | 0 | 0 | 0 | 0 | 0 | 0 | 0 | 0 | 0
| 0 | 17 | 0 | 12 | 13 | 14 | 15 | 16 | 17 | 18 | 0 | 0 | 0 | 0 |  | 0 | 0 | 0 | 0 | 0 | 0 | 0 | 0 | 0 | 0 | 0 | 0 | 0 | 0 | 0 | 0 | 0 | 0 | 0 | 0 | 0 | 0 | 0 | 0 | 0 | 0 | 0
| 0 | 18 | 0 | 12 | 13 | 14 | 15 | 16 | 17 | 18 | 0 | 0 | 0 | 0 | 0 | 0 | 0 | 0 | 0 | 0 | 0 | 0 | 0 | 0 | 0 | 0 | 0 | 0 | 0 | 0 | 0 | 0 | 0 | 0 | 0 | 0 | 0 | 0 | 0 | 0 | 0 | 0
| 0 | 0 | 0 | 12 | 13 | 14 | 15 | 16 | 17 | 18 | 0 | 0 | 0 | 0 | 0 | 0 | 0 | 0 | 0 | 0 | 0 | 0 | 0 | 0 | 0 | 0 | 0 | 0 | 0 | 0 | 0 | 0 | 0 | 0 | 0 | 0 | 0 | 0 | 0 | 0 | 0 | 0
| 0 | 0 | 0 | 12 | 13 | 14 | 15 | 16 | 17 | 18 | 0 | 0 | 0 | 0 | 0 | 0 | 0 | 0 | 0 | 0 | 0 | 0 | 0 | 0 | 0 | 0 | 0 | 0 | 0 | 0 | 0 | 0 | 0 | 0 | 0 | 0 | 0 | 0 | 0 | 0 | 0 | 0
| 0 | 0 | 0 | 12 | 13 | 14 | 15 | 16 | 17 | 18 | 0 | 0 | 0 | 0 | 0 | 0 | 0 | 0 | 0 | 0 | 0 | 0 | 0 | 0 | 0 | 0 | 0 | 0 | 0 | 0 | 0 | 0 | 0 | 0 | 0 | 0 | 0 | 0 | 0 | 0 | 0 | 0
| 0 | 0 | 0 | 12 | 13 | 14 | 15 | 16 | 17 | 18 | 0 | 0 | 0 | 0 | 0 | 0 | 0 | 0 | 0 | 0 | 0 | 0 | 0 | 0 | 0 | 0 | 0 | 0 | 0 | 0 | 0 | 0 | 0 | 0 | 0 | 0 | 0 | 0 | 0 | 0 | 0 | 0
| 0 | 0 | 0 | 12 | 13 | 14 | 15 | 16 | 17 | 18 | 0 | 0 | 0 | 0 | 0 | 0 | 0 | 0 | 0 | 0 | 0 | 0 | 0 | 0 | 0 | 0 | 0 | 0 | 0 | 0 | 0 | 0 | 0 | 0 | 0 | 0 | 0 | 0 | 0 | 0 | 0 | 0
| 0 | 0 | 0 | 12 | 13 | 14 | 15 | 16 | 17 | 18 | 0 | 0 | 0 | 0 | 0 | 0 | 0 | 0 | 0 | 0 | 0 | 0 | 0 | 0 | 0 | 0 | 0 | 0 | 0 | 0 | 0 | 0 | 0 | 0 | 0 | 0 | 0 | 0 | 0 | 0 | 0 | 0
| 0 | 0 | 0 | 12 | 13 | 14 | 15 | 16 | 17 | 18 | 0 | 0 | 0 | 0 | 0 | 0 | 0 | 0 | 0 | 0 | 0 | 0 | 0 | 0 | 0 | 0 | 0 | 0 | 0 | 0 | 0 | 0 | 0 | 0 | 0 | 0 | 0 | 0 | 0 | 0 | 0 | 0
MPPT2 | 0 | 12 | 0 | 12 | 13 | 14 | 15 | 16 | 17 | 18 | 0 | 0 | 0 | 0 | 0 | 0 | 0 | 0 | 0 | 0 | 0 | 0 | 0 | 0 | 0 | 0 | 0 | 0 | 0 | 0 | 0 | 0 | 0 | 0 | 0 | 0 | 0 | 0 | 0 | 0 | 0 | 0
| 0 | 13 | 0 | 12 | 13 | 14 | 15 | 16 | 17 | 18 | 0 | 0 | 0 | 0 | 0 | 0 | 0 | 0 | 0 | 0 | 0 | 0 | 0 | 0 | 0 | 0 | 0 | 0 | 0 | 0 | 0 | 0 | 0 | 0 | 0 | 0 | 0 | 0 | 0 | 0 | 0 | 0
| 0 | 14 | 0 | 12 | 13 | 14 | 15 | 16 | 17 | 18 | 0 | 0 | 0 | 0 | 0 | 0 | 0 | 0 | 0 | 0 | 0 | 0 | 0 | 0 | 0 | 0 | 0 | 0 | 0 | 0 | 0 | 0 | 0 | 0 | 0 | 0 | 0 | 0 | 0 | 0 | 0 | 0
| 0 | 15 | 0 | 12 | 13 | 14 | 15 | 16 | 17 | 18 | 0 | 0 | 0 | 0 | 0 | 0 | 0 | 0 | 0 | 0 | 0 | 0 | 0 | 0 | 0 | 0 | 0 | 0 | 0 | 0 | 0 | 0 | 0 | 0 | 0 | 0 | 0 | 0 | 0 | 0 | 0 | 0
| 0 | 16 | 0 | 12 | 13 | 14 | 15 | 16 | 17 | 18 | 0 | 0 | 0 | 0 | 0 | 0 | 0 | 0 | 0 | 0 | 0 | 0 | 0 | 0 | 0 | 0 | 0 | 0 | 0 | 0 | 0 | 0 | 0 | 0 | 0 | 0 | 0 | 0 | 0 | 0 | 0 | 0
| 0 | 17 | 0 | 12 | 13 | 14 | 15 | 16 | 17 | 18 | 0 | 0 | 0 | 0 | 0 | 0 | 0 | 0 | 0 | 0 | 0 | 0 | 0 | 0 | 0 | 0 | 0 | 0 | 0 | 0 | 0 | 0 | 0 | 0 | 0 | 0 | 0 | 0 | 0 | 0 | 0 | 0
| 0 | 18 | 0 | 12 | 13 | 14 | 15 | 16 | 17 | 18 | 0 | 0 | 0 | 0 | 0 | 0 | 0 | 0 | 0 | 0 | 0 | 0 | 0 | 0 | 0 | 0 | 0 | 0 | 0 | 0 | 0 | 0 | 0 | 0 | 0 | 0 | 0 | 0 | 0 | 0 | 0 | 0
| 0 | 0 | 0 | 12 | 13 | 14 | 15 | 16 | 17 | 18 | 0 | 0 | 0 | 0 | 0 | 0 | 0 | 0 | 0 | 0 | 0 | 0 | 0 | 0 | 0 | 0 | 0 | 0 | 0 | 0 | 0 | 0 | 0 | 0 | 0 | 0 | 0 | 0 | 0 | 0 | 0 | 0
| 0 | 0 | 0 | 12 | 13 | 14 | 15 | 16 | 17 | 18 | 0 | 0 | 0 | 0 | 0 | 0 | 0 | 0 | 0 | 0 | 0 | 0 | 0 | 0 | 0 | 0 | 0 | 0 | 0 | 0 | 0 | 0 | 0 | 0 | 0 | 0 | 0 | 0 | 0 | 0 | 0 | 0
| 0 | 0 | 0 | 12 | 13 | 14 | 15 | 16 | 17 | 18 | 0 | 0 | 0 | 0 | 0 | 0 | 0 | 0 | 0 | 0 | 0 | 0 | 0 | 0 | 0 | 0 | 0 | 0 | 0 | 0 | 0 | 0 | 0 | 0 | 0 | 0 | 0 | 0 | 0 | 0 | 0 | 0
| 0 | 0 | 0 | 12 | 13 | 14 | 15 | 16 | 17 | 18 | 0 | 0 | 0 | 0 | 0 | 0 | 0 | 0 | 0 | 0 | 0 | 0 | 0 | 0 | 0 | 0 | 0 | 0 | 0 | 0 | 0 | 0 | 0 | 0 | 0 | 0 | 0 | 0 | 0 | 0 | 0 | 0
| 0 | 0 | 0 | 12 | 13 | 14 | 15 | 16 | 17 | 18 | 0 | 0 | 0 | 0 | 0 | 0 | 0 | 0 | 0 | 0 | 0 | 0 | 0 | 0 | 0 | 0 | 0 | 0 | 0 | 0 | 0 | 0 | 0 | 0 | 0 | 0 | 0 | 0 | 0 | 0 | 0 | 0
| 0 | 0 | 0 | 12 | 13 | 14 | 15 | 16 | 17 | 18 | 0 | 0 | 0 | 0 | 0 | 0 | 0 | 0 | 0 | 0 | 0 | 0 | 0 | 0 | 0 | 0 | 0 | 0 | 0 | 0 | 0 | 0 | 0 | 0 | 0 | 0 | 0 | 0 | 0 | 0 | 0 | 0
0
|  |  |  | Inverter Configuration Parallel MPPTs | [8 empty] | Solar Module |  |  | KyoceraKC130GT | Max Temp |  | 100 | F
[13 empty] | Max # of Modules |  |  | -40 | Min Temp |  | 100 | F
Modules in Series
|  |  |  | 12 | 13 | 14 | 15 | 16 | 17 | 18 | 0 | 0 | 0 | 0 | 0
| Parallel Strings | 1 |  | 1560 | 1690 | 1820 | 1950 | 2080 | 2210 | 2340 | 0 | 0 | 0 | 0 | 0
|  | 0 |  | 0 | 0 | 0 | 0 | 0 | 0 | 0 | 0 | 0 | 0 | 0 | 0
|  | 0 |  | 0 | 0 | 0 | 0 | 0 | 0 | 0 | 0 | 0 | 0 | 0 | 0
|  | 0 |  | 0 | 0 | 0 | 0 | 0 | 0 | 0 | 0 | 0 | 0 | 0 | 0
|  | 0 |  | 0 | 0 | 0 | 0 | 0 | 0 | 0 | 0 | 0 | 0 | 0 | 0
|  | 0 |  | 0 | 0 | 0 | 0 | 0 | 0 | 0 | 0 | 0 | 0 | 0 | 0
Modules in Series
|  |  |  | 12 | 13 | 14 | 15 | 16 | 17 | 18 | 0 | 0 | 0 | 0 | 0
| Parallel Strings | 1 |  | 12 | 13 | 14 | 15 | 16 | 17 | 18 | 0 | 0 | 0 | 0 | 0
|  | 0 |  | 0 | 0 | 0 | 0 | 0 | 0 | 0 | 0 | 0 | 0 | 0 | 0
|  | 0 |  | 0 | 0 | 0 | 0 | 0 | 0 | 0 | 0 | 0 | 0 | 0 | 0
|  | 0 |  | 0 | 0 | 0 | 0 | 0 | 0 | 0 | 0 | 0 | 0 | 0 | 0
|  | 0 |  | 0 | 0 | 0 | 0 | 0 | 0 | 0 | 0 | 0 | 0 | 0 | 0
|  | 0 |  | 0 | 0 | 0 | 0 | 0 | 0 | 0 | 0 | 0 | 0 | 0 | 0

## RevisionLog (hidden)
Date | Item # | Description | Notes
2005-09-20 | 1 | In "Voltage and Current Parameter Check" moved Voc Max and VocMax NEC to top of list | Most important parameters

## Quick_Reference_Guide
WWW.ALTERNATIVE-ENERGIES.COM
Quick Reference Configuration Table | [7 empty] | Aurora Model: |  |  | PVI-3000
Module | # of Modules Range (Exceptions) | Max Inverter Loading STC Watts | Min Series Modules/String | Max Series Modules/String | Max Modules/MPPT | Max Parallel Strings Per MPPT | Max Parallel Strings w/Parallel MPPT | #REF!
ALEO 180/6+ 170 Wp | 8-21 (14-15) | 3570 | 8 | 13 | 13 | 1 | 2 | #REF!
ALEO 180/6+ 175 Wp | 8-21 (14-15) | 3675 | 8 | 13 | 13 | 1 | 2 | #REF!
ALEO 180/6+ 180 Wp | 8-20 (14-15) | 3600 | 8 | 13 | 13 | 1 | 2 | #REF! | Module Derating Coefficient | 0.875
ALEO 180/6+ 185 Wp | 8-20 (13-15) | 3700 | 8 | 12 | 12 | 1 | 2 | #REF! | Mounting Method | Flush on Roof
Atlantis Solar Sunslate | 64-274 (123-127) | 3644.2 | 64 | 122 | 217 | 2 | 4 | #REF!
BP 3125 | 11-29 (19-21) | 3625 | 11 | 18 | 18 | 1 | 2 | #REF!
BP SX 120 | 12-30 (20-23) | 3600 | 12 | 19 | 19 | 1 | 2 | #REF!
BP3160 | 6-23 (11) | 3680 | 6 | 10 | 18 | 2 | 4 | #REF! |  | Celsius | F
BP380 | 11-46 | 3680 | 11 | 21 | 36 | 2 | 4 | #REF! | Min Ambient Temp Array | -28.8889 | -20
BP4150 | 6-24 | 3600 | 6 | 11 | 19 | 2 | 4 | #REF! | Max Ambient Temp Array | 37.7778 | 100
BP4160 | 6-23 (11) | 3680 | 6 | 10 | 18 | 2 | 4 | #REF!
BP4170 | 6-21 (11) | 3570 | 6 | 10 | 17 | 2 | 4 | #REF!
BP4175 | 6-21 (11) | 3675 | 6 | 10 | 10 | 1 | 3 | #REF!
BP585 | 12-43 (22-23) | 3655 | 12 | 21 | 21 | 1 | 3 | #REF! | #REF! | #REF! | #REF!
BPSX160B | 6-23 (11) | 3680 | 6 | 10 | 18 | 2 | 4 | #REF! | #REF! | #REF! | #REF!
BPSX170B | 6-21 (11) | 3570 | 6 | 10 | 17 | 2 | 4 | #REF! | #REF! | #REF! | #REF!
Evergreen EC-110-GL | 12-33 (22-23) | 3630 | 12 | 21 | 21 | 1 | 2 | #REF! | #REF! | #REF! | #REF!
Evergreen EC-115-GL | 12-32 (21-23) | 3680 | 12 | 20 | 20 | 1 | 2 | #REF! | #REF! | #REF! | #REF!
Evergreen EC-120-GL | 12-30 (20-23) | 3600 | 12 | 19 | 19 | 1 | 2 | #REF! | #REF! | #REF! | #REF!
Evergreen10224V | 7-36 (13) | 3672 | 7 | 12 | 28 | 3 | 6 | #REF! | #REF! | #REF! | #REF!
Evergreen102GD | 12-36 (23) | 3672 | 12 | 22 | 22 | 1 | 3 | #REF! | #REF! | #REF! | #REF!
Evergreen11024V | 7-33 (13) | 3630 | 7 | 12 | 12 | 2 | 5 | #REF! | #REF! | #REF! | #REF!
Evergreen110GD | 12-33 (22-23) | 3630 | 12 | 21 | 21 | 1 | 2 | #REF! | #REF! | #REF! | #REF!
Evergreen11524V | 7-32 (13) | 3680 | 7 | 12 | 12 | 2 | 5 | #REF! | #REF! | #REF! | #REF!
Evergreen115GD | 12-32 (21-23) | 3680 | 12 | 20 | 20 | 1 | 2 | #REF! | #REF! | #REF! | #REF!
GE110 | 12-33 (22-23) | 3630 | 12 | 21 | 21 | 1 | 2 | #REF! | #REF! | #REF! | #REF!
GE165 | 8-22 (15) | 3630 | 8 | 14 | 14 | 1 | 2 | #REF! | #REF! | #REF! | #REF!
GE200 | 8-18 (12-15) | 3600 | 8 | 11 | 11 | 1 | 2 | #REF! | #REF! | #REF! | #REF!
GEPV-130 | 11-28 (19-21) | 3640 | 11 | 18 | 18 | 1 | 2 | #REF! | #REF! | #REF! | #REF!
GEPV-173 | 8-21 (14-15) | 3633 | 8 | 13 | 13 | 1 | 2 | #REF!
GEPVp-185-M | 8-20 (13-15) | 3700 | 8 | 12 | 12 | 1 | 2 | #REF!
Isofoton I-100/12 | 12-36 (23) | 3600 | 12 | 22 | 22 | 1 | 3 | #REF!
Isofoton I-100/24 | 6-36 | 3600 | 6 | 11 | 29 | 3 | 6 | #REF!
Isofoton I-106/12 | 12-34 (23) | 3604 | 12 | 22 | 22 | 1 | 3 | #REF!
Isofoton I-106/24 | 6-34 | 3604 | 6 | 11 | 27 | 3 | 6 | #REF!
Isofoton I-110/12 | 12-33 (22-23) | 3630 | 12 | 21 | 21 | 1 | 3 | #REF!
Isofoton I-110/24 | 6-33 | 3630 | 6 | 11 | 26 | 3 | 6 | #REF!
Isofoton I-150/12 | 12-24 (16-23) | 3600 | 12 | 15 | 15 | 1 | 2 | #REF!
Isofoton I-150/24 | 6-24 | 3600 | 6 | 11 | 19 | 2 | 4 | #REF!
Isofoton I-150S/12 | 12-24 (16-23) | 3600 | 12 | 15 | 15 | 1 | 2 | #REF!
Isofoton I-150S/24 | 6-24 | 3600 | 6 | 11 | 19 | 2 | 4 | #REF!
Isofoton I-159/12 | 12-23 (15-23) | 3657 | 12 | 14 | 14 | 1 | 2 | #REF!
Isofoton I-165 | 12-22 (15-22) | 3630 | 12 | 14 | 14 | 1 | 2 | #REF!
Isofoton IS-150/12 | 12-24 (16-23) | 3600 | 12 | 15 | 15 | 1 | 2 | #REF!
Isofoton IS-150/24 | 6-24 | 3600 | 6 | 11 | 19 | 2 | 4 | #REF!
Isofoton IS-200 | 5-18 (9) | 3600 | 5 | 8 | 14 | 2 | 4 | #REF!
Kaneka K60/GSA-60 Initial | 3-46 | 3634 | 3 | 5 | 5 | 6 | 13 | #REF!
Kaneka K60/GSA-60 Stabilized | 3-61 | 3660 | 3 | 5 | 5 | 7 | 15 | #REF!
Kyocera KC170GHT-2 | 9-21 (14-17) | 3570 | 9 | 13 | 13 | 1 | 2 | #REF!
Kyocera KC190GHT-2 | 8-19 (13-15) | 3610 | 8 | 12 | 12 | 1 | 2 | #REF!
KyoceraKC120 | 12-30 (20-23) | 3600 | 12 | 19 | 19 | 1 | 2 | #REF!
KyoceraKC125G | 12-29 (19-23) | 3625 | 12 | 18 | 18 | 1 | 2 | #REF!
KyoceraKC130GT | 12-28 (19-23) | 3640 | 12 | 18 | 18 | 1 | 2 | #REF!
KyoceraKC130TM | 12-28 (19-23) | 3640 | 12 | 18 | 18 | 1 | 2 | #REF!
KyoceraKC158G | 9-23 (15-17) | 3634 | 9 | 14 | 14 | 1 | 2 | #REF!
KyoceraKC167G | 9-22 (15-17) | 3674 | 9 | 14 | 14 | 1 | 2 | #REF!
KyoceraKC175GT | 9-21 (14-17) | 3675 | 9 | 13 | 13 | 1 | 2 | #REF!
KyoceraKC187 | 8-20 (13-15) | 3740 | 8 | 12 | 12 | 1 | 2 | #REF!
KyoceraKC190GT | 8-19 (13-15) | 3610 | 8 | 12 | 12 | 1 | 2 | #REF!
KyoceraKC200GT | 8-18 (12-15) | 3600 | 8 | 11 | 11 | 1 | 2 | #REF!
KyoceraSU53BU | 26-69 (44-51) | 3657 | 26 | 43 | 43 | 1 | 2 | #REF!
Mitsubishi PV-MF120EC3 | 11-30 (20-21) | 3600 | 11 | 19 | 19 | 1 | 2 | #REF!
Mitsubishi PV-MF165EB3 | 7-22 | 3630 | 7 | 14 | 14 | 1 | 2 | #REF!
MitsubishiPV-MF170EB3 | 8-21 (14-15) | 3570 | 8 | 13 | 13 | 1 | 2 | #REF!
Photowatt-PW6-110 | 15-33 (20-29) | 3630 | 15 | 19 | 19 | 1 | 2 | #REF!
Photowatt-PW6-123 | 15-30 (20-29) | 3690 | 15 | 19 | 19 | 1 | 2 | 0 | 0 | 0 | 0
Photowatt-PW6-230 | 6-16 (11) | 3680 | 6 | 10 | 10 | 1 | 2 | 0 | 0 | 0 | 0
RWE285DGF50 | 5-13 (9) | 3705 | 5 | 8 | 8 | 1 | 3 | 0 | 0 | 0 | 0
RWE300DGF50 | 5-12 (9) | 3600 | 5 | 8 | 8 | 1 | 3 | 0 | 0 | 0 | 0
RWE315DGF50 | 5-12 (8-9) | 3780 | 5 | 7 | 7 | 1 | 3 | 0 | 0 | 0 | 0
SanyoHIP167 | 4-22 | 3674 | 4 | 7 | 17 | 3 | 6 | 0 | 0 | 0 | 0 | 0 | 0 | 0 | 0
SanyoHIP175 | 4-21 | 3675 | 4 | 7 | 7 | 2 | 5 | 0 | 0 | 0 | 0 | 0 | 0 | 0 | 0
SanyoHIP-180BA3 | 4-20 | 3600 | 4 | 7 | 7 | 2 | 5 | 0 | 0 | 0 | 0 | 0 | 0 | 0 | 0
SanyoHIP-190BA3 | 4-19 | 3610 | 4 | 7 | 7 | 2 | 5 | 0 | 0 | 0 | 0 | 0 | 0 | 0 | 0
SanyoHIP-195BA3 | 4-19 | 3705 | 4 | 7 | 7 | 2 | 5 | 0 | 0 | 0 | 0 | 0 | 0 | 0 | 0
SanyoHIP-200BA3 | 4-18 (7) | 3600 | 4 | 6 | 6 | 2 | 5 | 0 | 0 | 0 | 0 | 0 | 0 | 0 | 0
SanyoHIP-200NHE1 | 5-18 | 3600 | 5 | 9 | 9 | 1 | 3 | 0 | 0 | 0 | 0 | 0 | 0 | 0 | 0
SanyoHIP-210NHE1 | 5-17 | 3570 | 5 | 9 | 9 | 1 | 3 | 0 | 0 | 0 | 0 | 0 | 0 | 0 | 0
Schüco-S-125-SP | 10-29 (19) | 3625 | 10 | 18 | 18 | 1 | 2 | 0 | 0 | 0 | 0 | 0 | 0 | 0 | 0
Schüco-S-158-SP | 8-23 (15) | 3634 | 8 | 14 | 14 | 1 | 2 | 0 | 0 | 0 | 0 | 0 | 0 | 0 | 0
Sharp ND160 QE3E | 9-23 (15-17) | 3680 | 9 | 14 | 14 | 1 | 2 | 0 | 0 | 0 | 0 | 0 | 0 | 0 | 0
Sharp NT175 R5E3E | 6-21 (11) | 3675 | 6 | 10 | 10 | 1 | 3 | 0 | 0 | 0 | 0 | 0 | 0 | 0 | 0
SharpND123 L3EIU | 12-30 (20-23) | 3690 | 12 | 19 | 19 | 1 | 2 | #REF!
SharpND140 NOECU | 10-26 (17-19) | 3640 | 10 | 16 | 16 | 1 | 2 | 0 | 0 | 0 | 0 | 0 | 0 | 0 | 0
SharpND160 U1U3 | 9-23 (15-17) | 3680 | 9 | 14 | 14 | 1 | 2 | 0 | 0 | 0 | 0 | 0 | 0 | 0 | 0
SharpND162U1 | 9-23 (15-17) | 3726 | 9 | 14 | 14 | 1 | 2 | 0 | 0 | 0 | 0 | 0 | 0 | 0 | 0
SharpND167 U1U3 | 9-22 (15-17) | 3674 | 9 | 14 | 14 | 1 | 2 | 0 | 0 | 0 | 0 | 0 | 0 | 0 | 0
SharpND200 U1 | 7-18 (12-13) | 3600 | 7 | 11 | 11 | 1 | 2 | #REF!
SharpND205 U1 | 7-18 (12-13) | 3690 | 7 | 11 | 11 | 1 | 2 | 0 | 0 | 0 | 0 | 0 | 0 | 0 | 0
SharpND208 UI | 7-18 (12-13) | 3744 | 7 | 11 | 11 | 1 | 2 | 0 | 0 | 0 | 0 | 0 | 0 | 0 | 0
SharpND60 RU1 | 23-61 (39-45) | 3660 | 23 | 38 | 38 | 1 | 2 | 0 | 0 | 0 | 0 | 0 | 0 | 0 | 0
SharpND70 ERUELU | 20-52 (34-39) | 3640 | 20 | 33 | 33 | 1 | 2 | 0 | 0 | 0 | 0 | 0 | 0 | 0 | 0
SharpND-L5E1U | 11-29 (19-21) | 3625 | 11 | 18 | 18 | 1 | 2 | 0 | 0 | 0 | 0 | 0 | 0 | 0 | 0
SharpND-N2ECU | 10-26 (17-19) | 3692 | 10 | 16 | 16 | 1 | 2 | 0 | 0 | 0 | 0 | 0 | 0 | 0 | 0
SharpNE165 U1 | 6-22 | 3630 | 6 | 11 | 17 | 2 | 4 | 0 | 0 | 0 | 0 | 0 | 0 | 0 | 0
SharpNE170U1 | 6-21 | 3570 | 6 | 11 | 11 | 1 | 3 | 0 | 0 | 0 | 0 | 0 | 0 | 0 | 0
SharpNE80 EJE | 12-46 (23) | 3680 | 12 | 22 | 36 | 2 | 4 | 0 | 0 | 0 | 0 | 0 | 0 | 0 | 0
SharpNT175 U1 | 6-21 (11) | 3675 | 6 | 10 | 10 | 1 | 3 | 0 | 0 | 0 | 0 | 0 | 0 | 0 | 0
SharpNT185 U1 | 6-20 (11) | 3700 | 6 | 10 | 10 | 1 | 3 | 0 | 0 | 0 | 0 | 0 | 0 | 0 | 0
SharpNT188 U1 | 6-19 (11) | 3572 | 6 | 10 | 10 | 1 | 3 | 0 | 0 | 0 | 0 | 0 | 0 | 0 | 0
Shell SM55 | 12-66 (23) | 3630 | 12 | 22 | 52 | 3 | 6 | 0 | 0 | 0 | 0 | 0 | 0 | 0 | 0
ShellPlus150 | 6-24 | 3600 | 6 | 11 | 19 | 2 | 4 | 0 | 0 | 0 | 0 | 0 | 0 | 0 | 0
ShellPlus160 | 6-23 | 3680 | 6 | 11 | 18 | 2 | 4 | 0 | 0 | 0 | 0 | 0 | 0 | 0 | 0
ShellUltra165 | 6-22 (11) | 3630 | 6 | 10 | 17 | 2 | 4 | 0 | 0 | 0 | 0 | 0 | 0 | 0 | 0
ShellUltra175 | 6-21 (11) | 3675 | 6 | 10 | 10 | 1 | 3 | 0 | 0 | 0 | 0 | 0 | 0 | 0 | 0
Solarworld AG SW 130 Compact poly | 10-28 (19) | 3640 | 10 | 18 | 18 | 1 | 2 | 0 | 0 | 0 | 0 | 0 | 0 | 0 | 0
Solarworld AG SW 140 Compact poly | 10-26 (17-19) | 3640 | 10 | 16 | 16 | 1 | 2 | 0 | 0 | 0 | 0 | 0 | 0 | 0 | 0
Solarworld AG SW 150 Compact poly | 10-24 (16-19) | 3600 | 10 | 15 | 15 | 1 | 2 | 0 | 0 | 0 | 0 | 0 | 0 | 0 | 0
Solarworld AG SW 155 mono | 6-24 | 3720 | 6 | 11 | 19 | 2 | 4 | 0 | 0 | 0 | 0 | 0 | 0 | 0 | 0
Solarworld AG SW 155 poly | 6-24 | 3720 | 6 | 11 | 19 | 2 | 4 | #REF!
Solarworld AG SW 165 mono | 6-22 | 3630 | 6 | 11 | 17 | 2 | 4 | 0
Solarworld AG SW 165 poly | 6-22 (11) | 3630 | 6 | 10 | 17 | 2 | 4 | #REF!
Solarworld AG SW 175 mono | 6-21 (11) | 3675 | 6 | 10 | 10 | 1 | 3 | 0 | 0 | 0 | 0 | 0 | 0 | 0 | 0
Solarworld AG SW 175 poly | 6-21 (11) | 3675 | 6 | 10 | 10 | 1 | 3 | 0 | 0 | 0 | 0 | 0 | 0 | 0 | 0
Solarworld AG SW 200 poly | 7-18 (12-13) | 3600 | 7 | 11 | 11 | 1 | 2 | 0 | 0 | 0 | 0 | 0 | 0 | 0 | 0
Solarworld AG SW 210 poly | 7-17 (12-13) | 3570 | 7 | 11 | 11 | 1 | 2 | 0 | 0 | 0 | 0 | 0 | 0 | 0 | 0
Solarworld AG SW 220 poly | 7-17 (11-13) | 3740 | 7 | 10 | 10 | 1 | 2 | 0 | 0 | 0 | 0 | 0 | 0 | 0 | 0
Solon 180/6+ | 7-20 | 3600 | 7 | 13 | 13 | 1 | 2 | 0 | 0 | 0 | 0 | 0 | 0 | 0 | 0
Solon 210/6+ | 6-17 | 3570 | 6 | 11 | 11 | 1 | 2 | 0 | 0 | 0 | 0 | 0 | 0 | 0 | 0
Solon 215/6+ | 6-17 | 3655 | 6 | 11 | 11 | 1 | 2 | 0 | 0 | 0 | 0 | 0 | 0 | 0 | 0
Solon 220/6+ | 6-166 | 3652 | 6 | 12 | 12 | 1 | 2 | 0 | 0 | 0 | 0 | 0 | 0 | 0 | 0
Solon 225/6+ | 6-16 (11) | 3600 | 6 | 10 | 10 | 1 | 2 | 0 | 0 | 0 | 0 | 0 | 0 | 0 | 0
Sunpower-200-BLK | 5-18 | 3600 | 5 | 10 | 10 | 1 | 3 | 0 | 0 | 0 | 0 | 0 | 0 | 0 | 0
Sunpower-210-BLK | 5-17 | 3570 | 5 | 10 | 10 | 1 | 3 | 0 | 0 | 0 | 0 | 0 | 0 | 0 | 0
SUNTECH STP150S-24/Ab-1 | 6-24 | 3600 | 6 | 11 | 19 | 2 | 4 | 0 | 0 | 0 | 0 | 0 | 0 | 0 | 0
SUNTECH STP160S-24/Ab-1 | 6-23 | 3680 | 6 | 11 | 18 | 2 | 4 | 0 | 0 | 0 | 0 | 0 | 0 | 0 | 0
SUNTECH STP170S-24/Ab-1 | 6-21 (11) | 3570 | 6 | 10 | 17 | 2 | 4 | 0 | 0 | 0 | 0 | 0 | 0 | 0 | 0
SUNTECH STP175S-24/Ab-1 | 6-21 (11) | 3675 | 6 | 10 | 10 | 1 | 3 | 0 | 0 | 0 | 0 | 0 | 0 | 0 | 0
SUNTECH STP180S-24/Ab-1 | 6-20 (11) | 3600 | 6 | 10 | 10 | 1 | 3 | 0 | 0 | 0 | 0 | 0 | 0 | 0 | 0
Total TE 1300/120 | 10-30 | 3600 | 10 | 19 | 19 | 1 | 2 | 0 | 0 | 0 | 0 | 0 | 0 | 0 | 0
Total TE 1300/125 | 10-29 (19) | 3625 | 10 | 18 | 18 | 1 | 2 | 0 | 0 | 0 | 0 | 0 | 0 | 0 | 0
Total TE 1300/130 | 10-28 (19) | 3640 | 10 | 18 | 18 | 1 | 2 | 0 | 0 | 0 | 0 | 0 | 0 | 0 | 0
Total TE 1300/135 | 10-27 (18-19) | 3645 | 10 | 17 | 17 | 1 | 2 | 0 | 0 | 0 | 0 | 0 | 0 | 0 | 0
Total TE 1300/140 | 10-26 (17-19) | 3640 | 10 | 16 | 16 | 1 | 2 | 0 | 0 | 0 | 0 | 0 | 0 | 0 | 0
Total TE 2000/170 | 7-21 | 3570 | 7 | 13 | 13 | 1 | 3 | 0 | 0 | 0 | 0 | 0 | 0 | 0 | 0
Total TE 2000/180 | 7-20 | 3600 | 7 | 13 | 13 | 1 | 2 | 0 | 0 | 0 | 0 | 0 | 0 | 0 | 0
Total TE 2000/190 | 7-19 (13) | 3610 | 7 | 12 | 12 | 1 | 2 | 0 | 0 | 0 | 0 | 0 | 0 | 0 | 0
Total TE 2000/200 | 7-18 (12-13) | 3600 | 7 | 11 | 11 | 1 | 2 | 0 | 0 | 0 | 0 | 0 | 0 | 0 | 0
Total TE 2000/210 | 7-17 (12-13) | 3570 | 7 | 11 | 11 | 1 | 2 | 0 | 0 | 0 | 0 | 0 | 0 | 0 | 0
UniSolar-ES-124T | 6-29 | 3596 | 6 | 11 | 11 | 2 | 4 | 0 | 0 | 0 | 0 | 0 | 0 | 0 | 0
UniSolar-ES-62T | 12-59 (23) | 3658 | 12 | 22 | 22 | 2 | 4 | 0 | 0 | 0 | 0 | 0 | 0 | 0 | 0
UniSolar-PVL-124 | 6-29 | 3596 | 6 | 11 | 11 | 2 | 4 | 0 | 0 | 0 | 0 | 0 | 0 | 0 | 0
UniSolar-PVL-136 | 6-27 (11) | 3672 | 6 | 10 | 10 | 2 | 4 | 0 | 0 | 0 | 0 | 0 | 0 | 0 | 0
UniSolar-PVL-31 | 24-118 (46-47) | 3658 | 24 | 45 | 45 | 2 | 4 | 0 | 0 | 0 | 0 | 0 | 0 | 0 | 0
UniSolar-PVL-62 | 12-59 (23) | 3658 | 12 | 22 | 22 | 2 | 4 | 0 | 0 | 0 | 0 | 0 | 0 | 0 | 0
UniSolar-PVL-68 | 11-54 (21) | 3672 | 11 | 20 | 20 | 2 | 4 | 0 | 0 | 0 | 0 | 0 | 0 | 0 | 0
UniSolar-PVL-93 | 8-39 | 3627 | 8 | 15 | 15 | 2 | 4 | 0 | 0 | 0 | 0 | 0 | 0 | 0 | 0
0 | 0 | 0 | 0 | 0 | 0 | 0 | 0 | 0 | 0 | 0 | 0 | 0 | 0 | 0 | 0
0 | 0 | 0 | 0 | 0 | 0 | 0 | 0 | 0 | 0 | 0 | 0 | 0 | 0 | 0 | 0
0 | 0 | 0 | 0 | 0 | 0 | 0 | 0 | 0 | 0 | 0 | 0 | 0 | 0 | 0 | 0
0 | 0 | 0 | 0 | 0 | 0 | 0 | 0 | 0 | 0 | 0 | 0 | 0 | 0 | 0 | 0
0 | 0 | 0 | 0 | 0 | 0 | 0 | 0 | 0 | 0 | 0 | 0 | 0 | 0 | 0 | 0
0 | 0 | 0 | 0 | 0 | 0 | 0 | 0 | 0 | 0 | 0 | 0 | 0 | 0 | 0 | 0
0 | 0 | 0 | 0 | 0 | 0 | 0 | 0 | 0 | 0 | 0 | 0 | 0 | 0 | 0 | 0
0 | 0 | 0 | 0 | 0 | 0 | 0 | 0 | 0 | 0 | 0 | 0 | 0 | 0 | 0 | 0
0 | 0 | 0 | 0 | 0 | 0 | 0 | 0 | 0 | 0 | 0 | 0 | 0 | 0 | 0 | 0
0 | 0 | 0 | 0 | 0 | 0 | 0 | 0 | 0 | 0 | 0 | 0 | 0 | 0 | 0 | 0
0 | 0 | 0 | 0 | 0 | 0 | 0 | 0 | 0 | 0 | 0 | 0 | 0 | 0 | 0 | 0
0 | 0 | 0 | 0 | 0 | 0 | 0 | 0 | 0 | 0 | 0 | 0 | 0 | 0 | 0 | 0
0 | 0 | 0 | 0 | 0 | 0 | 0 | 0 | 0 | 0 | 0 | 0 | 0 | 0 | 0 | 0
0 | 0 | 0 | 0 | 0 | 0 | 0 | 0 | 0 | 0 | 0 | 0 | 0 | 0 | 0 | 0
0 | 0 | 0 | 0 | 0 | 0 | 0 | 0 | 0 | 0 | 0 | 0 | 0 | 0 | 0 | 0
0 | 0 | 0 | 0 | 0 | 0 | 0 | 0 | 0 | 0 | 0 | 0 | 0 | 0 | 0 | 0
0 | 0 | 0 | 0 | 0 | 0 | 0 | 0 | 0 | 0 | 0 | 0 | 0 | 0 | 0 | 0
0 | 0 | 0 | 0 | 0 | 0 | 0 | 0 | 0 | 0 | 0 | 0 | 0 | 0 | 0 | 0
0 | 0 | 0 | 0 | 0 | 0 | 0 | 0 | 0 | 0 | 0 | 0 | 0 | 0 | 0 | 0
0 | 0 | 0 | 0 | 0 | 0 | 0 | 0 | 0 | 0 | 0 | 0 | 0 | 0 | 0 | 0
0 | 0 | 0 | 0 | 0 | 0 | 0 | 0 | 0 | 0 | 0 | 0 | 0 | 0 | 0 | 0
0 | 0 | 0 | 0 | 0 | 0 | 0 | 0 | 0 | 0 | 0 | 0 | 0 | 0 | 0 | 0
0 | 0 | 0 | 0 | 0 | 0 | 0 | 0 | 0 | 0 | 0 | 0 | 0 | 0 | 0 | 0
0 | 0 | 0 | 0 | 0 | 0 | 0 | 0 | 0 | 0 | 0 | 0 | 0 | 0 | 0 | 0
0 | 0 | 0 | 0 | 0 | 0 | 0 | 0 | 0 | 0 | 0 | 0 | 0 | 0 | 0 | 0
0 | 0 | 0 | 0 | 0 | 0 | 0 | 0 | 0 | 0 | 0 | 0 | 0 | 0 | 0 | 0
0 | 0 | 0 | 0 | 0 | 0 | 0 | 0 | 0 | 0 | 0 | 0 | 0 | 0 | 0 | 0
0 | 0 | 0 | 0 | 0 | 0 | 0 | 0 | 0 | 0 | 0 | 0 | 0 | 0 | 0 | 0
0 | 0 | 0 | 0 | 0 | 0 | 0 | 0 | 0 | 0 | 0 | 0 | 0 | 0 | 0 | 0
0 | 0 | 0 | 0 | 0 | 0 | 0 | 0 | 0 | 0 | 0 | 0 | 0 | 0 | 0 | 0
0 | 0 | 0 | 0 | 0 | 0 | 0 | 0 | 0 | 0 | 0 | 0 | 0 | 0 | 0 | 0
0 | 0 | 0 | 0 | 0 | 0 | 0 | 0 | 0 | 0 | 0 | 0 | 0 | 0 | 0 | 0
0 | 0 | 0 | 0 | 0 | 0 | 0 | 0 | 0 | 0 | 0 | 0 | 0 | 0 | 0 | 0
0 | 0 | 0 | 0 | 0 | 0 | 0 | 0 | 0 | 0 | 0 | 0 | 0 | 0 | 0 | 0
0 | 0 | 0 | 0 | 0 | 0 | 0 | 0 | 0 | 0 | 0 | 0 | 0 | 0 | 0 | 0
0 | 0 | 0 | 0 | 0 | 0 | 0 | 0 | 0 | 0 | 0 | 0 | 0 | 0 | 0 | 0
0 | 0 | 0 | 0 | 0 | 0 | 0 | 0 | 0 | 0 | 0 | 0 | 0 | 0 | 0 | 0
0 | 0 | 0 | 0 | 0 | 0 | 0 | 0 | 0 | 0 | 0 | 0 | 0 | 0 | 0 | 0
0 | 0 | 0 | 0 | 0 | 0 | 0 | 0 | 0 | 0 | 0 | 0 | 0 | 0 | 0 | 0
0 | 0 | 0 | 0 | 0 | 0 | 0 | 0 | 0 | 0 | 0 | 0 | 0 | 0 | 0 | 0
0 | 0 | 0 | 0 | 0 | 0 | 0 | 0 | 0 | 0 | 0 | 0 | 0 | 0 | 0 | 0
0 | 0 | 0 | 0 | 0 | 0 | 0 | 0 | 0 | 0 | 0 | 0 | 0 | 0 | 0 | 0
0 | 0 | 0 | 0 | 0 | 0 | 0 | 0 | 0 | 0 | 0 | 0 | 0 | 0 | 0 | 0
0 | 0 | 0 | 0 | 0 | 0 | 0 | 0 | 0 | 0 | 0 | 0 | 0 | 0 | 0 | 0
0 | 0 | 0 | 0 | 0 | 0 | 0 | 0 | 0 | 0 | 0 | 0 | 0 | 0 | 0 | 0
0 | 0 | 0 | 0 | 0 | 0 | 0 | 0 | 0 | 0 | 0 | 0 | 0 | 0 | 0 | 0
0 | 0 | 0 | 0 | 0 | 0 | 0 | 0 | 0 | 0 | 0 | 0 | 0 | 0 | 0 | 0
0 | 0 | 0 | 0 | 0 | 0 | 0 | 0 | 0 | 0 | 0 | 0 | 0 | 0 | 0 | 0
0 | 0 | 0 | 0 | 0 | 0 | 0 | 0 | 0 | 0 | 0 | 0 | 0 | 0 | 0 | 0
0 | 0 | 0 | 0 | 0 | 0 | 0 | 0 | 0 | 0 | 0 | 0 | 0 | 0 | 0 | 0
0 | 0 | 0 | 0 | 0 | 0 | 0 | 0 | 0 | 0 | 0 | 0 | 0 | 0 | 0 | 0
0 | 0 | 0 | 0 | 0 | 0 | 0 | 0 | 0 | 0 | 0 | 0 | 0 | 0 | 0 | 0
0 | 0 | 0 | 0 | 0 | 0 | 0 | 0 | 0 | 0 | 0 | 0 | 0 | 0 | 0 | 0
0 | 0 | 0 | 0 | 0 | 0 | 0 | 0 | 0 | 0 | 0 | 0 | 0 | 0 | 0 | 0
0 | 0 | 0 | 0 | 0 | 0 | 0 | 0 | 0 | 0 | 0 | 0 | 0 | 0 | 0 | 0
0 | 0 | 0 | 0 | 0 | 0 | 0 | 0 | 0 | 0 | 0 | 0 | 0 | 0 | 0 | 0
0 | 0 | 0 | 0 | 0 | 0 | 0 | 0 | 0 | 0 | 0 | 0 | 0 | 0 | 0 | 0
0 | 0 | 0 | 0 | 0 | 0 | 0 | 0 | 0 | 0 | 0 | 0 | 0 | 0 | 0 | 0
0 | 0 | 0 | 0 | 0 | 0 | 0 | 0 | 0 | 0 | 0 | 0 | 0 | 0 | 0 | 0
0 | 0 | 0 | 0 | 0 | 0 | 0 | 0 | 0 | 0 | 0 | 0 | 0 | 0 | 0 | 0
0 | 0 | 0 | 0 | 0 | 0 | 0 | 0 | 0 | 0 | 0 | 0 | 0 | 0 | 0 | 0
0 | 0 | 0 | 0 | 0 | 0 | 0 | 0 | 0 | 0 | 0 | 0 | 0 | 0 | 0 | 0
0 | 0 | 0 | 0 | 0 | 0 | 0 | 0 | 0 | 0 | 0 | 0 | 0 | 0 | 0 | 0
0 | 0 | 0 | 0 | 0 | 0 | 0 | 0 | 0 | 0 | 0 | 0 | 0 | 0 | 0 | 0
0 | 0 | 0 | 0 | 0 | 0 | 0 | 0 | 0 | 0 | 0 | 0 | 0 | 0 | 0 | 0
0 | 0 | 0 | 0 | 0 | 0 | 0 | 0 | 0 | 0 | 0 | 0 | 0 | 0 | 0 | 0
0 | 0 | 0 | 0 | 0 | 0 | 0 | 0 | 0 | 0 | 0 | 0 | 0 | 0 | 0 | 0
0 | 0 | 0 | 0 | 0 | 0 | 0 | 0 | 0 | 0 | 0 | 0 | 0 | 0 | 0 | 0
0 | 0 | 0 | 0 | 0 | 0 | 0 | 0 | 0 | 0 | 0 | 0 | 0 | 0 | 0 | 0
0 | 0 | 0 | 0 | 0 | 0 | 0 | 0 | 0 | 0 | 0 | 0 | 0 | 0 | 0 | 0
0 | 0 | 0 | 0 | 0 | 0 | 0 | 0 | 0 | 0 | 0 | 0 | 0 | 0 | 0 | 0
0 | 0 | 0 | 0 | 0 | 0 | 0 | 0 | 0 | 0 | 0 | 0 | 0 | 0 | 0 | 0
0 | 0 | 0 | 0 | 0 | 0 | 0 | 0 | 0 | 0 | 0 | 0 | 0 | 0 | 0 | 0
0 | 0 | 0 | 0 | 0 | 0 | 0 | 0 | 0 | 0 | 0 | 0 | 0 | 0 | 0 | 0
0 | 0 | 0 | 0 | 0 | 0 | 0 | 0 | 0 | 0 | 0 | 0 | 0 | 0 | 0 | 0
0 | 0 | 0 | 0 | 0 | 0 | 0 | 0 | 0 | 0 | 0 | 0 | 0 | 0 | 0 | 0
0 | 0 | 0 | 0 | 0 | 0 | 0 | 0 | 0 | 0 | 0 | 0 | 0 | 0 | 0 | 0
0 | 0 | 0 | 0 | 0 | 0 | 0 | 0 | 0 | 0 | 0 | 0 | 0 | 0 | 0 | 0
0 | 0 | 0 | 0 | 0 | 0 | 0 | 0 | 0 | 0 | 0 | 0 | 0 | 0 | 0 | 0
0 | 0 | 0 | 0 | 0 | 0 | 0 | 0 | 0 | 0 | 0 | 0 | 0 | 0 | 0 | 0
0 | 0 | 0 | 0 | 0 | 0 | 0 | 0 | 0 | 0 | 0 | 0 | 0 | 0 | 0 | 0
0 | 0 | 0 | 0 | 0 | 0 | 0 | 0 | 0 | 0 | 0 | 0 | 0 | 0 | 0 | 0
0 | 0 | 0 | 0 | 0 | 0 | 0 | 0 | 0 | 0 | 0 | 0 | 0 | 0 | 0 | 0
0 | 0 | 0 | 0 | 0 | 0 | 0 | 0 | 0 | 0 | 0 | 0 | 0 | 0 | 0 | 0
0 | 0 | 0 | 0 | 0 | 0 | 0 | 0 | 0 | 0 | 0 | 0 | 0 | 0 | 0 | 0
0 | 0 | 0 | 0 | 0 | 0 | 0 | 0 | 0 | 0 | 0 | 0 | 0 | 0 | 0 | 0
0 | 0 | 0 | 0 | 0 | 0 | 0 | 0 | 0 | 0 | 0 | 0 | 0 | 0 | 0 | 0
0 | 0 | 0 | 0 | 0 | 0 | 0 | 0 | 0 | 0 | 0 | 0 | 0 | 0 | 0 | 0
0 | 0 | 0 | 0 | 0 | 0 | 0 | 0 | 0 | 0 | 0 | 0 | 0 | 0 | 0 | 0
0 | 0 | 0 | 0 | 0 | 0 | 0 | 0 | 0 | 0 | 0 | 0 | 0 | 0 | 0 | 0
0 | 0 | 0 | 0 | 0 | 0 | 0 | 0 | 0 | 0 | 0 | 0 | 0 | 0 | 0 | 0
0 | 0 | 0 | 0 | 0 | 0 | 0 | 0 | 0 | 0 | 0 | 0 | 0 | 0 | 0 | 0
0 | 0 | 0 | 0 | 0 | 0 | 0 | 0 | 0 | 0 | 0 | 0 | 0 | 0 | 0 | 0
0 | 0 | 0 | 0 | 0 | 0 | 0 | 0 | 0 | 0 | 0 | 0 | 0 | 0 | 0 | 0
0 | 0 | 0 | 0 | 0 | 0 | 0 | 0 | 0 | 0 | 0 | 0 | 0 | 0 | 0 | 0
0 | 0 | 0 | 0 | 0 | 0 | 0 | 0 | 0 | 0 | 0 | 0 | 0 | 0 | 0 | 0
0 | 0 | 0 | 0 | 0 | 0 | 0 | 0 | 0 | 0 | 0 | 0 | 0 | 0 | 0 | 0
0 | 0 | 0 | 0 | 0 | 0 | 0 | 0 | 0 | 0 | 0 | 0 | 0 | 0 | 0 | 0
0 | 0 | 0 | 0 | 0 | 0 | 0 | 0 | 0 | 0 | 0 | 0 | 0 | 0 | 0 | 0
0 | 0 | 0 | 0 | 0 | 0 | 0 | 0 | 0 | 0 | 0 | 0 | 0 | 0 | 0 | 0
0 | 0 | 0 | 0 | 0 | 0 | 0 | 0 | 0 | 0 | 0 | 0 | 0 | 0 | 0 | 0
0 | 0 | 0 | 0 | 0 | 0 | 0 | 0 | 0 | 0 | 0 | 0 | 0 | 0 | 0 | 0
0 | 0 | 0 | 0 | 0 | 0 | 0 | 0 | 0 | 0 | 0 | 0 | 0 | 0 | 0 | 0
0 | 0 | 0 | 0 | 0 | 0 | 0 | 0 | 0 | 0 | 0 | 0 | 0 | 0 | 0 | 0
0 | 0 | 0 | 0 | 0 | 0 | 0 | 0 | 0 | 0 | 0 | 0 | 0 | 0 | 0 | 0
0 | 0 | 0 | 0 | 0 | 0 | 0 | 0 | 0 | 0 | 0 | 0 | 0 | 0 | 0 | 0
0 | 0 | 0 | 0 | 0 | 0 | 0 | 0 | 0 | 0 | 0 | 0 | 0 | 0 | 0 | 0
0 | 0 | 0 | 0 | 0 | 0 | 0 | 0 | 0 | 0 | 0 | 0 | 0 | 0 | 0 | 0
0 | 0 | 0 | 0 | 0 | 0 | 0 | 0 | 0 | 0 | 0 | 0 | 0 | 0 | 0 | 0
0 | 0 | 0 | 0 | 0 | 0 | 0 | 0 | 0 | 0 | 0 | 0 | 0 | 0 | 0 | 0
0 | 0 | 0 | 0 | 0 | 0 | 0 | 0 | 0 | 0 | 0 | 0 | 0 | 0 | 0 | 0
0 | 0 | 0 | 0 | 0 | 0 | 0 | 0 | 0 | 0 | 0 | 0 | 0 | 0 | 0 | 0
0 | 0 | 0 | 0 | 0 | 0 | 0 | 0 | 0 | 0 | 0 | 0 | 0 | 0 | 0 | 0
0 | 0 | 0 | 0 | 0 | 0 | 0 | 0 | 0 | 0 | 0 | 0 | 0 | 0 | 0 | 0
0 | 0 | 0 | 0 | 0 | 0 | 0 | 0 | 0 | 0 | 0 | 0 | 0 | 0 | 0 | 0
0 | 0 | 0 | 0 | 0 | 0 | 0 | 0 | 0 | 0 | 0 | 0 | 0 | 0 | 0 | 0
0 | 0 | 0 | 0 | 0 | 0 | 0 | 0 | 0 | 0 | 0 | 0 | 0 | 0 | 0 | 0
0 | 0 | 0 | 0 | 0 | 0 | 0 | 0 | 0 | 0 | 0 | 0 | 0 | 0 | 0 | 0
0 | 0 | 0 | 0 | 0 | 0 | 0 | 0 | 0 | 0 | 0 | 0 | 0 | 0 | 0 | 0
0 | 0 | 0 | 0 | 0 | 0 | 0 | 0 | 0 | 0 | 0 | 0 | 0 | 0 | 0 | 0
0 | 0 | 0 | 0 | 0 | 0 | 0 | 0 | 0 | 0 | 0 | 0 | 0 | 0 | 0 | 0
0 | 0 | 0 | 0 | 0 | 0 | 0 | 0 | 0 | 0 | 0 | 0 | 0 | 0 | 0 | 0
0 | 0 | 0 | 0 | 0 | 0 | 0 | 0 | 0 | 0 | 0 | 0 | 0 | 0 | 0 | 0
0 | 0 | 0 | 0 | 0 | 0 | 0 | 0 | 0 | 0 | 0 | 0 | 0 | 0 | 0 | 0
0 | 0 | 0 | 0 | 0 | 0 | 0 | 0 | 0 | 0 | 0 | 0 | 0 | 0 | 0 | 0
0 | 0 | 0 | 0 | 0 | 0 | 0 | 0 | 0 | 0 | 0 | 0 | 0 | 0 | 0 | 0
0 | 0 | 0 | 0 | 0 | 0 | 0 | 0 | 0 | 0 | 0 | 0 | 0 | 0 | 0 | 0
0 | 0 | 0 | 0 | 0 | 0 | 0 | 0 | 0 | 0 | 0 | 0 | 0 | 0 | 0 | 0
0 | 0 | 0 | 0 | 0 | 0 | 0 | 0 | 0 | 0 | 0 | 0 | 0 | 0 | 0 | 0
0 | 0 | 0 | 0 | 0 | 0 | 0 | 0 | 0 | 0 | 0 | 0 | 0 | 0 | 0 | 0
0 | 0 | 0 | 0 | 0 | 0 | 0 | 0 | 0 | 0 | 0 | 0 | 0 | 0 | 0 | 0
0 | 0 | 0 | 0 | 0 | 0 | 0 | 0 | 0 | 0 | 0 | 0 | 0 | 0 | 0 | 0
0 | 0 | 0 | 0 | 0 | 0 | 0 | 0 | 0 | 0 | 0 | 0 | 0 | 0 | 0 | 0
0 | 0 | 0 | 0 | 0 | 0 | 0 | 0 | 0 | 0 | 0 | 0 | 0 | 0 | 0 | 0
0 | 0 | 0 | 0 | 0 | 0 | 0 | 0 | 0 | 0 | 0 | 0 | 0 | 0 | 0 | 0
0 | 0 | 0 | 0 | 0 | 0 | 0 | 0 | 0 | 0 | 0 | 0 | 0 | 0 | 0 | 0
0 | 0 | 0 | 0 | 0 | 0 | 0 | 0 | 0 | 0 | 0 | 0 | 0 | 0 | 0 | 0
0 | 0 | 0 | 0 | 0 | 0 | 0 | 0 | 0 | 0 | 0 | 0 | 0 | 0 | 0 | 0
0 | 0 | 0 | 0 | 0 | 0 | 0 | 0 | 0 | 0 | 0 | 0 | 0 | 0 | 0 | 0
0 | 0 | 0 | 0 | 0 | 0 | 0 | 0 | 0 | 0 | 0 | 0 | 0 | 0 | 0 | 0
0 | 0 | 0 | 0 | 0 | 0 | 0 | 0 | 0 | 0 | 0 | 0 | 0 | 0 | 0 | 0
0 | 0 | 0 | 0 | 0 | 0 | 0 | 0 | 0 | 0 | 0 | 0 | 0 | 0 | 0 | 0
0 | 0 | 0 | 0 | 0 | 0 | 0 | 0 | 0 | 0 | 0 | 0 | 0 | 0 | 0 | 0
0 | 0 | 0 | 0 | 0 | 0 | 0 | 0 | 0 | 0 | 0 | 0 | 0 | 0 | 0 | 0
0 | 0 | 0 | 0 | 0 | 0 | 0 | 0 | 0 | 0 | 0 | 0 | 0 | 0 | 0 | 0
0 | 0 | 0 | 0 | 0 | 0 | 0 | 0 | 0 | 0 | 0 | 0 | 0 | 0 | 0 | 0
0 | 0 | 0 | 0 | 0 | 0 | 0 | 0 | 0 | 0 | 0 | 0 | 0 | 0 | 0 | 0
0 | 0 | 0 | 0 | 0 | 0 | 0 | 0 | 0 | 0 | 0 | 0 | 0 | 0 | 0 | 0
0 | 0 | 0 | 0 | 0 | 0 | 0 | 0 | 0 | 0 | 0 | 0 | 0 | 0 | 0 | 0
0 | 0 | 0 | 0 | 0 | 0 | 0 | 0 | 0 | 0 | 0 | 0 | 0 | 0 | 0 | 0
0 | 0 | 0 | 0 | 0 | 0 | 0 | 0 | 0 | 0 | 0 | 0 | 0 | 0 | 0 | 0
0 | 0 | 0 | 0 | 0 | 0 | 0 | 0 | 0 | 0 | 0 | 0 | 0 | 0 | 0 | 0
0 | 0 | 0 | 0 | 0 | 0 | 0 | 0 | 0 | 0 | 0 | 0 | 0 | 0 | 0 | 0
0 | 0 | 0 | 0 | 0 | 0 | 0 | 0 | 0 | 0 | 0 | 0 | 0 | 0 | 0 | 0
0 | 0 | 0 | 0 | 0 | 0 | 0 | 0 | 0 | 0 | 0 | 0 | 0 | 0 | 0 | 0
0 | 0 | 0 | 0 | 0 | 0 | 0 | 0 | 0 | 0 | 0 | 0 | 0 | 0 | 0 | 0
[8 empty] | 0 | 0 | 0 | 0 | 0 | 0 | 0 | 0
[8 empty] | 0 | 0 | 0 | 0 | 0 | 0 | 0 | 0
[8 empty] | 0 | 0 | 0 | 0 | 0 | 0 | 0 | 0
Notes:
These figures are quick-reference estimates only and may not be suitable in all situations. Magnetek recommends that you verify the configuration for your specific site and environmental conditions. All configurations should be checked to ensure they comply with the electrical codes and regulations in force in your jurisdiction
More aggressive or alternate module configurations may be possible with more in-depth analysis.